## Disclaimer
THIS PRODUCT IS NOW OBSOLETE
Our policy is one of continuous development. Accordingly the design of our products may change at any time.
Whilst every effort is made to produce up to date literature, this document should only be regarded as a guide and is intended for information purposes only.
Its contents do not constitute an offer for sale or advice on the application of any product referred to in it. We cannot be held responsible for any reliance on any decisions taken on its contents without specific advice.

## CORTEC
THIS PRODUCT IS NOW OBSOLETE
Ordering information
Variants Order No.
Interconnection Relay |  |  |  | P341
Design Suffix
As J plus increased main processor memory (CPU3) | [13 empty] | P
Phase 2 CPU and front panel with 2 hotkeys and dual characteristic optos | [13 empty] | J
Improved power supply | [13 empty] | C
Universal Optos, Low Powered Relay Outputs | [13 empty] | B
Original Release - Phase 1 | [13 empty] | A
Vx Auxiliary Rating
24 - 54Vdc |  |  |  |  | 7
48 - 125Vdc (40 - 100Vac) |  |  |  |  | 8
110 - 250Vdc, 100 - 240Vac |  |  |  |  | 9
In/Vn Rating
In = 1/5A, 4 x Vn = 100 - 120Vac, Standard Input Module, Size 8 case | [5 empty] | 1
In = 1/5A, 4 x Vn = 380 - 480Vac, Standard Input Module, Size 8 case (withdrawn) | [5 empty] | 2
In = 1/5A, 5 x Vn = 100 - 120Vac, Extended Input Module, Size 12 case | [5 empty] | 3
In = 1/5A, 5 x Vn = 380 - 480Vac, Extended Input Module, Size 12 case | [5 empty] | 4
Hardware Options |  | Protocol Compatibility | Design Suffix Compatibility
Standard - None |  | 1, 2, 3 & 4 | All |  |  |  | 1
IRIG-B Only (modulated) |  | 1, 2, 3 & 4 | All |  |  |  | 2
Fibre Optic Converter Only (withdrawn) |  | 3 | All |  |  |  | 3
|  | 1, 2 & 4 | J & P
IRIG-B (modulated) & Fibre Optic Converter |  | 3 | All |  |  |  | 4
|  | 1, 2 & 4 | J & P
Ethernet (100Mbit/s) |  | 6, 8 | J & P * |  |  |  | 6
2nd Rear Comms |  | 1, 2, 3 & 4 | B, C or J & P |  |  |  | 7
IRIG-B (modulated) & 2nd Rear Comms |  | 1, 2, 3 & 4 | B, C or J & P |  |  |  | 8
Ethernet (100Mbit/s) plus IRIG-B (modulated) |  | 6, 8 | J & P * |  |  |  | A
Ethernet (100Mbit/s) plus IRIG-B (un-modulated) |  | 6, 8 | J & P * |  |  |  | B
IRIG-B (un-modulated) |  | 1, 2, 3 & 4 | J & P * |  |  |  | C
Redundant Ethernet Self-Healing Ring, 2 multi-mode fibre ports + IRIG-B (modulated) |  | 6, 8 | J & P ** |  |  |  | G
Redundant Ethernet Self-Healing Ring, 2 multi-mode fibre ports + IRIG-B (un-modulated)- Withdrawn |  | 6, 8 | J & P ** |  |  |  | H
Redundant Ethernet RSTP, 2 multi-mode fibre ports + IRIG-B (modulated) |  | 6, 8 | J & P ** |  |  |  | J
Redundant Ethernet RSTP, 2 multi-mode fibre ports + IRIG-B (un-modulated) |  | 6, 8 | J & P ** |  |  |  | K
Redundant Ethernet Dual Homing Star, 2 multi-mode fibre ports + IRIG-B (modulated) |  | 6, 8 | J & P ** |  |  |  | L
Redundant Ethernet Dual-Homing Star, 2 multi-mode fibre ports + IRIG-B (un-modulated) |  | 6, 8 | J & P ** |  |  |  | M
Redundant Ethernet PRP/HSR, 2 fibre ports + Modulated IRIG-B |  | 6, 8 | J & P *** |  |  |  | N
Redundant Ethernet PRP/HSR, 2 fibre ports + Unmodulated IRIG-B |  | 6, 8 | J & P *** |  |  |  | P
* Options are only available with software version 32 and later
** Options are only available with software version 35/70 and later
*** Options are only available with software version 36/71 and later
Product Specific Option
Size 8 Case, No Option (8 Optos + 7 Relays) | [7 empty] | A
Size 8 Case, 8 Optos + 7 Relays + CLIO | [7 empty] | B
Size 8 Case, 16 Optos + 7 Relays | [7 empty] | C
Size 8 Case, 8 Optos + 15 Relays | [7 empty] | D
Size 8 Case, 12 Optos + 11 Relays | [7 empty] | E
Size 12 Case, 16 Optos + 16 Relays * | [7 empty] | F
Size 12 Case, 16 Optos + 16 Relays + CLIO * | [7 empty] | G
Size 12 Case, 24 Optos + 16 Relays * | [7 empty] | H
Size 12 Case, 16 Optos + 24 relays * | [7 empty] | J
Size 8 Case, 8 Optos + 7 Relays + 4 High Break | [7 empty] | K
Size 12 Case, 16 Optos + 16 relays + 4 High Breaks * | [7 empty] | L
Size 12 Case, 16 Optos + 8 relays + 4 High Breaks + CLIO * | [7 empty] | M
* Options are only available with software version 35 and later
Protocol / Communications Options |  | Hardware Compatibility | Design Suffix Compatibility
K-Bus |  | 1 & 2 | All | [5 empty] | 1
|  | 7 & 8 | B, C, J or P
|  | 3, 4 & C* | J & P
Modbus |  | 1 & 2 | All | [5 empty] | 2
|  | 7 & 8 | B, C, J or P
|  | 3, 4 & C* | J & P
IEC 60870-5-103 (VDEW) |  | 1, 2, 3 & 4 | All | [5 empty] | 3
|  | 7 & 8 | B, C, J or P
|  | C* | J & P
DNP3.0 |  | 1 & 2 | All | [5 empty] | 4
|  | 7 & 8 | B, C, J or P
|  | 3, 4 & C* | J & P
IEC61850 + Courier (via rear RS485 port) |  | 6, A & B * | J & P | [5 empty] | 6
|  | G, H, J, K, L, M ** | J & P
|  | N, P *** | J & P
DNP3.0 Over Ethernet with Courier rear port K-Bus/RS485 protocol |  | 6, A, B, G, H, J, K, L, M, N, P **** | P only | [5 empty] | 8
* Options are only available with software version 32 and later
**Options only available with software version 35/70 and later
***Options only available with software version 36/71 and later
***Options only available with software version 38/72 and later
Mounting Option
Flush/Panel Mounting with Harsh Env.Coating, White Front Panel | [9 empty] | M
Flush/Panel Mounting with Harsh Env. Coating, with USB Port, Black and Silver Front Panel | [9 empty] | S
Flush Panel Mounting, with harsh environment coating | [9 empty] | P
Order FX0021001 rack mounting frame if rack mounting is required
Multilingual Language Option
English, French, German, Spanish | [10 empty] | 0
English, French, German, Russian | [10 empty] | 5
Chinese, English or French via HMI, with English or French only via Communications port | [10 empty] | C
Software Issue | [11 empty] | **
Customisation
Default | [12 empty] | 0
Customer | [12 empty] | A

## Configurator
THIS PRODUCT IS NOW OBSOLETE
| 1-4 | 5 | 6 | 7 | 8 | 9 | 10 | 11 | 12-13 | 14 | 15
Interconnection Protection Relay | P341 | 7 | 3 | K | F | 6 | S | 0 | 38 | 0 | P
Design Suffix: Options based on preferred solutions selection here | bar: 5 to 9
P
Software Options: Design Suffix dependent | bar: 1-4 to 11
38
Options available are derived from the last version available with the specified hardware version ( i.e. using this date) | 1-4: 2026-07-28
Vx Aux Rating | bar: 1-4 to 9
7
In/Vn Rating | bar: 1-4 to 9
3
Hardware Options | bar: 1-4 to 9
K
Product Specific Options | bar: 1-4 to 9
F
Protocol/Communications Options | bar: 1-4 to 9
6
Mounting Option | bar: 1-4 to 9
S
Language | bar: 1-4 to 10
0
Customisation | bar: 1-4 to 9; 11 to 12-13
0

## Documents
THIS PRODUCT IS NOW OBSOLETE
P34173KF6S0380P |  | MASTER
External Connection Diagram |  | 10P34105
Outline Diagram |  | GN0040
ROUTING
Test Instruction |  | Z7Px40
| A | Original - 02/09/2002
| B | Lookup modified for 60TE versions, Test instructions updated - 04/01/2009

## Master Text
THIS PRODUCT IS NOW OBSOLETE
P34173KF6S0380P
Interconnection relay
Vx Aux Rating :
24 - 54Vdc
In / Vn Rating :
In = 1/5A, 5 x Vn = 100 - 120Vac, Extended Input Module, Size 12 case
Hardware Options :
Redundant Ethernet RSTP, 2 multi-mode fibre ports + IRIG-B (un-modulated)
Product Specific :
60TE Case, 16 Opto Inputs + 16 Relay Outputs
Protocol Options :
IEC61850 + Courier (via rear RS485 port)
Mounting :
Flush/Panel Mounting with Harsh Env. Coating, with USB Port, Black and Silver Front Panel
Languages :
Multilingual - English, French, German, Spanish
Software Options :
38
Setting Files :
Default
Issue :
Version : | A | Original Created 28/08/02
| B | Power supplies were ZN0001001/2/3 in error for "C" suffix devices - 10/10/02
| C | Ethernet, UCA2 and Clio Not Available yet. Rack mounting option not available, FX0021001 can be used for rack mounting - 28/10/02
| D | Power supply voltage corrected, was 48 - 100 in error- 05/02/03
| E | ZB9800801 & ZB9800802 added to BOM for use when Ethernet is selected - 07/05/03
| F | Jumper position added to BOM - 21/05/03
| G | P341xxxB Variants (with CLIO) released with Software "07" - 27/10/03
| H | DC date for Software "07" was 27/10/03, now 12/01/04 - 28/11/03
| I | Livery Option added - 11/10/04
| J | Software "30", Design Suffix "J" added, Fibre Optic Converter & IRIG-B and Fibre Optic Converter options made available to all communications protocols except UCA2 - DC date set for 01/12/04 - 18/10/04
| K | Software "30", Design Suffix "J" released by CDN R5269 - 12/11/04
| L | DC date for "30" software was 12/11/04 - now 07/01/05 as per CDN R5276 - 12/11/04
| M | Rules corrected on 'J' suffix final assemblies - 25/01/05
| N | Configurator amended to allow choice of design suffix and software first to drive the subsequent options, software release "31" for design suffix "J" added with DC date of 28/02/05 - 10/02/05
| O | "31" software made unavailable until next year (awaiting CDN release) - 01/04/05
| P | "31" software made available CDN R5443 - 07/04/05
| Q | Jumper position removed fron ZN0028's as is not required - 02/05/05
| R | Software "32", Design Suffix "J" added by CDN R5994. Customer Settings Files variants now indicated by letter "M" as digit #14 - 02/05/06
| S | High Break product option 'K' released; Customer Settings Files variants now indicated by 'A' as digit 14
| T | Software "32", Design Suffix "J" removed by CID GMIL77LBE6 - 03/10/07
| U | Software "32", Design Suffix "J" reinstated by CID GMIL-78YETC - 16/11/07
| V | IEC61850 protocol & Hardware options 6, A, B & C made available - see CID GMIL-7C6DTF 28/02/2008
| U | Software "32" released by CID GMIL-7G7GHN - 07/08/2008
| V | Software "01" & "02" withdrawn - decision made not to maintain software versions: e-mail from Graham Lloyd 11/12/2008
| W | Vx Rating changed in line with CID BLIN-7P7HJX - 17/03/2009
| X | Product Data for 60TE models options added as per CID KPRE-7Q2DD3 and '34' Software included in Date Drivers per CID GMIL-7RBECY for one day only - neither commercially available - 27/04/2009
| Y | 35' & '70' software, redundant ethernet & 60TE released, see CID GMIL-7YUDRW - 05/01/2010
| Z | ZN0002001 added to BOM for suffix 'A' models - 17/03/2010
| AA | references to Alstom. Areva and MiCOM removed. 'Settings files' replaced by 'Customisation' - 5/10/10
| AB | Release of '36' & '71' Software & harsh environmental coating options, See CIDs RJWI-8CZE7K & RPRI-8CYG5J - 11/01/2011
| AC | Software rebranding removed Suffix A and software version '30' - See CID SCAR-8H2EGP - 24/05/2011
| AB | BOM corrected for model 'M' - was showing GN0295 as final assy in error - 09/06/2011
| AC | CPU3 updates, see CID NROB-8MC9FR - 25/10/2011
| AD | PRP released, see CID TSPR-8W3LBG - 20/07/2012
| AE | 05','06','07' & '31' Software withdrawn, see CID MBAM-8X79B9 - 06/09/2012
| AF | Vx rating changed in line with CID IMAY-8YGH8B - 10/12/2012
| AG | As HEC is now standard for all products, HEC mounting options are withdrawn and "with Harsh Environmental Coating" added to standard mounting options descriptions, see CID MBAM-934JCF - 09/01/2013
| AH | '38'/'72' Software released by CID LLUO-9GU4V5 - 10/03/2014
| AI | PCB references updated to latest issues - 26/04/2014
| AJ | HSR options added to 'Cortec' tab - 29/08/2015
| AK | Lookup error corrected for DLR 60TE versions - 03/11/2015
| AL | New Power supply refereances were missing form the BoM - 05/04/2016
| AM | 32' & '33' Software withdrawn, see CID MBAM-A8BH9J - 10/06/2016
| AN | HSR options released by CID AEVA-A8XJCE - 28/06/2016
| AO | Prorocol option '8' was incorrectly showing as available for '36' Software - 28/10/2016
| AP | Product Specific option 'M' removed by CID005379 - 04/04/2018
| AQ | Hardware option 3 withdrawn by CID005425 - 02/10/2018, GE Publication no GER-4820
| AR | 71' Software withdrawn 28/12/2018 CID005452, GE Publication no GER-4820
| AS | 70' Software withdrawn 28/12/2018 CID005452, GE Publication no GER-4844
| AT | Rebranding Mounting options released CID006120 01/10/2019
| AU | Hardware options G and L withdrawn by CID007038 , GE Publication GER-4855 - 30/09/2021
| AV | MiCOM In/Vn Rating Option 2 (Vn=380-480Vac ) withdrawn by CID007252 , GE Publication GER-4912 - 14/05/2022
| AW | 35' and '36' Software withdrawn 15/07/2022 CID007352, GE Publication no GER-4912
| AX | Hardware option M withdrawn by CID007414 - 30/09/2022, GE Publication no GER-4885
| AY | Hardware options H withdrawn by CID007976 , GE Publication GER-4947 - 30/09/2023
| AZ | Hardware option C withdrawn by GE Publication GER-4947, white front panel option withdrawn CID008133 - 02/01/2024
| BA | Product made as obsolete with CID008630 and GE publication GER-4847 - 01/12/2024

## BOM (hidden)
PCS MATERIAL MASTER | Requirements Key(s) / # of digit in model number | [8 empty] | Requirements Keys | Attribute Keys | Material | DESCRIPTION | Qty. | Ref | Ref | Qty. Required
P34173KF6S0380P | 5 | 6 | 7 | 8 | 9 | 10 | 11 | SW | 15
| 7 |  |  |  |  | S |  |  | P | 7SP | 1MA | ZN0001001 | Power Supply PCB (24-48Vdc) | 1 | 001
| 7 |  |  |  |  | S |  |  | P | 7SP | 2MA | ZN0001002 | Power Supply PCB (48-125Vdc) | 1 | 001
| 7 |  |  |  |  | S |  |  | P | 7SP | 3MA | ZN0001003 | Power Supply PCB (110-250Vdc) | 1 | 001
| 7 |  |  |  |  | S |  |  | P | 7SP | 1MB | ZN0001001 | Power Supply PCB (24-48Vdc) | 1 | 001
| 7 |  |  |  |  | S |  |  | P | 7SP | 2MB | ZN0001002 | Power Supply PCB (48-125Vdc) | 1 | 001
| 7 |  |  |  |  | S |  |  | P | 7SP | 3MB | ZN0001003 | Power Supply PCB (110-250Vdc) | 1 | 001
| 7 |  |  |  |  | S |  |  | P | 7SP | 1MC | ZN0021001 | Power Supply PCB (24-48Vdc) | 1 | 001
| 7 |  |  |  |  | S |  |  | P | 7SP | 2MC | ZN0021002 | Power Supply PCB (48-125Vdc) | 1 | 001
| 7 |  |  |  |  | S |  |  | P | 7SP | 3MC | ZN0021003 | Power Supply PCB (110-250Vdc) | 1 | 001
| 7 |  |  |  |  | S |  |  | P | 7SP | 1MJ | ZN0021001 | Power Supply PCB (24-48Vdc) | 1 | 001
| 7 |  |  |  |  | S |  |  | P | 7SP | 2MJ | ZN0021002 | Power Supply PCB (48-125Vdc) | 1 | 001
| 7 |  |  |  |  | S |  |  | P | 7SP | 3MJ | ZN0021003 | Power Supply PCB (110-250Vdc) | 1 | 001
| 7 | [8 empty] | 7 | 7 | ZN0021201 | Power Supply PCB (24-48Vdc) | 1 | 001 | 001 | 1
| 7 | [8 empty] | 7 | 8 | ZN0021202 | Power Supply PCB (48-125Vdc) | 1 | 001
| 7 | [8 empty] | 7 | 9 | ZN0021203 | Power Supply PCB (110-250Vdc) | 1 | 001
|  |  | K | [6 empty] | K | 1 | GN2037001 | Blanking Plate | 1 | 034
|  |  | K | [6 empty] | K | 2 | ZN0007001 | IRIG-B PCB | 1 | 006
|  |  | K | [6 empty] | K | 3 | ZN0007002 | Fibre Optic Converter PCB | 1 | 006
|  |  | K | [6 empty] | K | 4 | ZN0007003 | IRIG-B & Fibre Optic Converter PCB | 1 | 006
|  |  | K | [6 empty] | K | 7 | ZN0025002 | Rear Communication (Courier) | 1 | 006
|  |  | K | [6 empty] | K | 8 | ZN0025001 | Rear Communication + IRIG-B (Courier) | 1 | 006
|  |  | K | [6 empty] | K | 6 | ZN0049001 | Px40 100Mhz Ethernet Bd | 1 | 006
|  |  | K | [6 empty] | K | A | ZN0049002 | Px40 100Mhz Ethernet bd | 1 | 006
|  |  | K | [6 empty] | K | B | ZN0049003 | Px40 100Mhz Ethernet bd | 1 | 006
|  |  | K | [6 empty] | K | C | ZN0049004 | Px40 NON-MOD IRIG-B bd - | 1 | 006
|  |  | K | [6 empty] | K | G | ZN0071001 | REB PH1-ST MM FIB MOD IRIG-B | 1 | 006
|  |  | K | [6 empty] | K | H | ZN0071002 | REB PH1-ST MM FIB DEMOD IRIG-B | 1 | 006
|  |  | K | [6 empty] | K | J | ZN0071005 | REB PH1-ST MM FIB MOD IRIG-B | 1 | 006
|  |  | K | [6 empty] | K | K | ZN0071006 | REB PH1-ST MM FIB DEMOD IRIG-B | 1 | 006 | 006 | 1
|  |  | K | [6 empty] | K | L | ZN0071007 | REB PH1-STMMFIB MOD IRIG-B-DHP | 1 | 006
|  |  | K | [6 empty] | K | M | ZN0071008 | REB PH1-STMMFIB MOD IRIG-B-DHP | 1 | 006
|  |  | K | [6 empty] | K | N | ZN0071009 | Px40 PCB - REB - ST MULTI MODE FIBRE MOD. IRIG-B - PRP | 1 | 006
|  |  | K | [6 empty] | K | P | ZN0071010 | Px40 PCB REB ST MULTI MODE FIBRE DEMOD. IRIG-B - PRP | 1 | 006
[5 empty] | 6 |  |  |  |  | 6 | 6 | ZB9800801 | License for VxWorks | 1 | 006 | 006 | 1
[5 empty] | 6 |  |  |  |  | 6 | 6 | ZB9800802 | Sisco License for MMS-Ease Lite | 1 | 006 | 006 | 1
[5 empty] | 6 |  |  |  |  | 6 | 7 | ZB9800801 | License for VxWorks | 1 | 006
[5 empty] | 6 |  |  |  |  | 6 | 7 | ZB9800802 | Sisco License for MMS-Ease Lite | 1 | 056
[5 empty] | 6 |  |  |  |  | 6 | 8 | ZB9800801 | License for VxWorks | 1 | 055
[5 empty] | 6 |  |  |  |  | 6 | 8 | ZB9800802 | Sisco License for MMS-Ease Lite | 1 | 056
|  | 3 | [6 empty] | P | 3P | 1A | GN0010004 | Assy Std Input Module (110Vac) | 1 | 023
|  | 3 | [6 empty] | P | 3P | 2A | GN0010008 | Assy Std Input Module (440Vac) | 1 | 023
|  | 3 | [6 empty] | P | 3P | 1B | GN0010024 | Assy Std Input Module (110Vac) | 1 | 023
|  | 3 | [6 empty] | P | 3P | 2B | GN0010028 | Assy Std Input Module (440Vac) | 1 | 023
|  | 3 | [6 empty] | P | 3P | 1C | GN0010024 | Assy Std Input Module (110Vac) | 1 | 023
|  | 3 | [6 empty] | P | 3P | 2C | GN0010028 | Assy Std Input Module (440Vac) | 1 | 023
|  | 3 | [6 empty] | P | 3P | 1J | GN0010078 | Assy Std Input Module (110Vac) | 1 | 023
|  | 3 | [6 empty] | P | 3P | 2J | GN0010079 | Assy Std Input Module (440Vac) | 1 | 023
|  | 3 | [6 empty] | P | 3P | 3J | GN0012022 | Assy Ext Input Module (110Vac) | 1 | 023
|  | 3 | [6 empty] | P | 3P | 4J | GN0012023 | Assy Ext Input Module (440Vac) | 1 | 023
|  | 3 | [6 empty] | P | 3P | 1K | GN0010078 | Assy Std Input Module (110Vac) | 1 | 023
|  | 3 | [6 empty] | P | 3P | 2K | GN0010079 | Assy Std Input Module (440Vac) | 1 | 023
|  | 3 | [6 empty] | P | 3P | 3K | GN0012022 | Assy Ext Input Module (110Vac) | 1 | 023
|  | 3 | [6 empty] | P | 3P | 4K | GN0012023 | Assy Ext Input Module (440Vac) | 1 | 023
|  | 3 | [6 empty] | P | 3P | 1M | GN0010078 | Assy Std Input Module (110Vac) | 1 | 023
|  | 3 | [6 empty] | P | 3P | 2M | GN0010079 | Assy Std Input Module (440Vac) | 1 | 023
|  | 3 | [6 empty] | P | 3P | 3M | GN0012022 | Assy Ext Input Module (110Vac) | 1 | 023
|  | 3 | [6 empty] | P | 3P | 4M | GN0012023 | Assy Ext Input Module (440Vac) | 1 | 023
|  | 3 | [6 empty] | P | 3P | 1P | GN0010078 | Assy Std Input Module (110Vac) | 1 | 023
|  | 3 | [6 empty] | P | 3P | 2P | GN0010079 | Assy Std Input Module (440Vac) | 1 | 023
|  | 3 | [6 empty] | P | 3P | 3P | GN0012022 | Assy Ext Input Module (110Vac) | 1 | 023 | 023 | 1
|  | 3 | [6 empty] | P | 3P | 4P | GN0012023 | Assy Ext Input Module (440Vac) | 1 | 023
|  |  | K | F | [5 empty] | KF | 1A | ZB4018110 | Self Tapping Screw No. 4 | 8 | 060
|  |  | K | F | [5 empty] | KF | 2A | ZB4018110 | Self Tapping Screw No. 4 | 10 | 060
|  |  | K | F | [5 empty] | KF | 3A | ZB4018110 | Self Tapping Screw No. 4 | 10 | 060
|  |  | K | F | [5 empty] | KF | 4A | ZB4018110 | Self Tapping Screw No. 4 | 10 | 060
|  |  | K | F | [5 empty] | KF | 6A | ZB4018110 | Self Tapping Screw No. 4 | 10 | 060
|  |  | K | F | [5 empty] | KF | AA | ZB4018110 | Self Tapping Screw No. 4 | 10 | 060
|  |  | K | F | [5 empty] | KF | BA | ZB4018110 | Self Tapping Screw No. 4 | 10 | 060
|  |  | K | F | [5 empty] | KF | 7A | ZB4018110 | Self Tapping Screw No. 4 | 10 | 060
|  |  | K | F | [5 empty] | KF | 8A | ZB4018110 | Self Tapping Screw No. 4 | 10 | 060
|  |  | K | F | [5 empty] | KF | GA | ZB4018110 | Self Tapping Screw No. 4 | 10 | 060
|  |  | K | F | [5 empty] | KF | HA | ZB4018110 | Self Tapping Screw No. 4 | 10 | 060
|  |  | K | F | [5 empty] | KF | JA | ZB4018110 | Self Tapping Screw No. 4 | 10 | 060
|  |  | K | F | [5 empty] | KF | KA | ZB4018110 | Self Tapping Screw No. 4 | 10 | 060
|  |  | K | F | [5 empty] | KF | LA | ZB4018110 | Self Tapping Screw No. 4 | 10 | 060
|  |  | K | F | [5 empty] | KF | MA | ZB4018110 | Self Tapping Screw No. 4 | 10 | 060
|  |  | K | F | [5 empty] | KF | 1B | ZB4018110 | Self Tapping Screw No. 4 | 8 | 060
|  |  | K | F | [5 empty] | KF | 2B | ZB4018110 | Self Tapping Screw No. 4 | 10 | 060
|  |  | K | F | [5 empty] | KF | 3B | ZB4018110 | Self Tapping Screw No. 4 | 10 | 060
|  |  | K | F | [5 empty] | KF | 4B | ZB4018110 | Self Tapping Screw No. 4 | 10 | 060
|  |  | K | F | [5 empty] | KF | 6B | ZB4018110 | Self Tapping Screw No. 4 | 10 | 060
|  |  | K | F | [5 empty] | KF | AB | ZB4018110 | Self Tapping Screw No. 4 | 10 | 060
|  |  | K | F | [5 empty] | KF | BB | ZB4018110 | Self Tapping Screw No. 4 | 10 | 060
|  |  | K | F | [5 empty] | KF | 7B | ZB4018110 | Self Tapping Screw No. 4 | 10 | 060
|  |  | K | F | [5 empty] | KF | 8B | ZB4018110 | Self Tapping Screw No. 4 | 10 | 060
|  |  | K | F | [5 empty] | KF | GB | ZB4018110 | Self Tapping Screw No. 4 | 10 | 060
|  |  | K | F | [5 empty] | KF | HB | ZB4018110 | Self Tapping Screw No. 4 | 10 | 060
|  |  | K | F | [5 empty] | KF | JB | ZB4018110 | Self Tapping Screw No. 4 | 10 | 060
|  |  | K | F | [5 empty] | KF | KB | ZB4018110 | Self Tapping Screw No. 4 | 10 | 060
|  |  | K | F | [5 empty] | KF | LB | ZB4018110 | Self Tapping Screw No. 4 | 10 | 060
|  |  | K | F | [5 empty] | KF | MB | ZB4018110 | Self Tapping Screw No. 4 | 10 | 060
|  |  | K | F | [5 empty] | KF | 1C | ZB4018110 | Self Tapping Screw No. 4 | 6 | 060
|  |  | K | F | [5 empty] | KF | 2C | ZB4018110 | Self Tapping Screw No. 4 | 8 | 060
|  |  | K | F | [5 empty] | KF | 3C | ZB4018110 | Self Tapping Screw No. 4 | 8 | 060
|  |  | K | F | [5 empty] | KF | 4C | ZB4018110 | Self Tapping Screw No. 4 | 8 | 060
|  |  | K | F | [5 empty] | KF | 6C | ZB4018110 | Self Tapping Screw No. 4 | 8 | 060
|  |  | K | F | [5 empty] | KF | AC | ZB4018110 | Self Tapping Screw No. 4 | 8 | 060
|  |  | K | F | [5 empty] | KF | BC | ZB4018110 | Self Tapping Screw No. 4 | 8 | 060
|  |  | K | F | [5 empty] | KF | 7C | ZB4018110 | Self Tapping Screw No. 4 | 8 | 060
|  |  | K | F | [5 empty] | KF | 8C | ZB4018110 | Self Tapping Screw No. 4 | 8 | 060
|  |  | K | F | [5 empty] | KF | GC | ZB4018110 | Self Tapping Screw No. 4 | 8 | 060
|  |  | K | F | [5 empty] | KF | HC | ZB4018110 | Self Tapping Screw No. 4 | 8 | 060
|  |  | K | F | [5 empty] | KF | JC | ZB4018110 | Self Tapping Screw No. 4 | 8 | 060
|  |  | K | F | [5 empty] | KF | KC | ZB4018110 | Self Tapping Screw No. 4 | 8 | 060
|  |  | K | F | [5 empty] | KF | LC | ZB4018110 | Self Tapping Screw No. 4 | 8 | 060
|  |  | K | F | [5 empty] | KF | MC | ZB4018110 | Self Tapping Screw No. 4 | 8 | 060
|  |  | K | F | [5 empty] | KF | 1D | ZB4018110 | Self Tapping Screw No. 4 | 6 | 060
|  |  | K | F | [5 empty] | KF | 2D | ZB4018110 | Self Tapping Screw No. 4 | 8 | 060
|  |  | K | F | [5 empty] | KF | 3D | ZB4018110 | Self Tapping Screw No. 4 | 8 | 060
|  |  | K | F | [5 empty] | KF | 4D | ZB4018110 | Self Tapping Screw No. 4 | 8 | 060
|  |  | K | F | [5 empty] | KF | 7D | ZB4018110 | Self Tapping Screw No. 4 | 8 | 060
|  |  | K | F | [5 empty] | KF | 8D | ZB4018110 | Self Tapping Screw No. 4 | 8 | 060
|  |  | K | F | [5 empty] | KF | GD | ZB4018110 | Self Tapping Screw No. 4 | 8 | 060
|  |  | K | F | [5 empty] | KF | HD | ZB4018110 | Self Tapping Screw No. 4 | 8 | 060
|  |  | K | F | [5 empty] | KF | JD | ZB4018110 | Self Tapping Screw No. 4 | 8 | 060
|  |  | K | F | [5 empty] | KF | KD | ZB4018110 | Self Tapping Screw No. 4 | 8 | 060
|  |  | K | F | [5 empty] | KF | LD | ZB4018110 | Self Tapping Screw No. 4 | 8 | 060
|  |  | K | F | [5 empty] | KF | MD | ZB4018110 | Self Tapping Screw No. 4 | 8 | 060
|  |  | K | F | [5 empty] | KF | 1E | ZB4018110 | Self Tapping Screw No. 4 | 6 | 060
|  |  | K | F | [5 empty] | KF | 2E | ZB4018110 | Self Tapping Screw No. 4 | 8 | 060
|  |  | K | F | [5 empty] | KF | 3E | ZB4018110 | Self Tapping Screw No. 4 | 8 | 060
|  |  | K | F | [5 empty] | KF | 4E | ZB4018110 | Self Tapping Screw No. 4 | 8 | 060
|  |  | K | F | [5 empty] | KF | 6E | ZB4018110 | Self Tapping Screw No. 4 | 8 | 060
|  |  | K | F | [5 empty] | KF | AE | ZB4018110 | Self Tapping Screw No. 4 | 8 | 060
|  |  | K | F | [5 empty] | KF | BE | ZB4018110 | Self Tapping Screw No. 4 | 8 | 060
|  |  | K | F | [5 empty] | KF | 7E | ZB4018110 | Self Tapping Screw No. 4 | 8 | 060
|  |  | K | F | [5 empty] | KF | 8E | ZB4018110 | Self Tapping Screw No. 4 | 8 | 060
|  |  | K | F | [5 empty] | KF | GE | ZB4018110 | Self Tapping Screw No. 4 | 8 | 060
|  |  | K | F | [5 empty] | KF | HE | ZB4018110 | Self Tapping Screw No. 4 | 8 | 060
|  |  | K | F | [5 empty] | KF | JE | ZB4018110 | Self Tapping Screw No. 4 | 8 | 060
|  |  | K | F | [5 empty] | KF | KE | ZB4018110 | Self Tapping Screw No. 4 | 8 | 060
|  |  | K | F | [5 empty] | KF | LE | ZB4018110 | Self Tapping Screw No. 4 | 8 | 060
|  |  | K | F | [5 empty] | KF | ME | ZB4018110 | Self Tapping Screw No. 4 | 8 | 060
|  |  | K | F | [5 empty] | KF | 1A | ZB4018215 | Self Tapping Screw No. 6 | 2 | 061
|  |  | K | F | [5 empty] | KF | 1B | ZB4018215 | Self Tapping Screw No. 6 | 2 | 061
|  |  | K | F | [5 empty] | KF | 1C | ZB4018215 | Self Tapping Screw No. 6 | 2 | 061
|  |  | K | F | [5 empty] | KF | 1D | ZB4018215 | Self Tapping Screw No. 6 | 2 | 061
|  |  | K | F | [5 empty] | KF | 1E | ZB4018215 | Self Tapping Screw No. 6 | 2 | 061
|  |  | K | F | [5 empty] | KF | 1K | ZB4018215 | Self Tapping Screw No. 6 | 2 | 061
|  |  | K | F | [5 empty] | KF | 1F | ZB4018215 | Self Tapping Screw No. 6 | 2 | 061
|  |  | K | F | [5 empty] | KF | 1G | ZB4018215 | Self Tapping Screw No. 6 | 2 | 061
|  |  | K | F | [5 empty] | KF | 1H | ZB4018215 | Self Tapping Screw No. 6 | 2 | 061
|  |  | K | F | [5 empty] | KF | 1J | ZB4018215 | Self Tapping Screw No. 6 | 2 | 061
|  |  | K | F | [5 empty] | KF | 1L | ZB4018215 | Self Tapping Screw No. 6 | 2 | 061
|  |  | K | F | [5 empty] | KF | 1K | ZB4018110 | Self Tapping Screw No. 4 | 6 | 060
|  |  | K | F | [5 empty] | KF | 2K | ZB4018110 | Self Tapping Screw No. 4 | 8 | 060
|  |  | K | F | [5 empty] | KF | 3K | ZB4018110 | Self Tapping Screw No. 4 | 8 | 060
|  |  | K | F | [5 empty] | KF | 4K | ZB4018110 | Self Tapping Screw No. 4 | 8 | 060
|  |  | K | F | [5 empty] | KF | 6K | ZB4018110 | Self Tapping Screw No. 4 | 8 | 060
|  |  | K | F | [5 empty] | KF | AK | ZB4018110 | Self Tapping Screw No. 4 | 8 | 060
|  |  | K | F | [5 empty] | KF | BK | ZB4018110 | Self Tapping Screw No. 4 | 8 | 060
|  |  | K | F | [5 empty] | KF | 7K | ZB4018110 | Self Tapping Screw No. 4 | 8 | 060
|  |  | K | F | [5 empty] | KF | 8K | ZB4018110 | Self Tapping Screw No. 4 | 8 | 060
|  |  | K | F | [5 empty] | KF | 1F | ZB4018110 | Self Tapping Screw No. 4 | 12 | 060
|  |  | K | F | [5 empty] | KF | 2F | ZB4018110 | Self Tapping Screw No. 4 | 14 | 060
|  |  | K | F | [5 empty] | KF | 3F | ZB4018110 | Self Tapping Screw No. 4 | 14 | 060
|  |  | K | F | [5 empty] | KF | 4F | ZB4018110 | Self Tapping Screw No. 4 | 14 | 060
|  |  | K | F | [5 empty] | KF | 6F | ZB4018110 | Self Tapping Screw No. 4 | 14 | 060
|  |  | K | F | [5 empty] | KF | AF | ZB4018110 | Self Tapping Screw No. 4 | 14 | 060
|  |  | K | F | [5 empty] | KF | BF | ZB4018110 | Self Tapping Screw No. 4 | 14 | 060
|  |  | K | F | [5 empty] | KF | 7F | ZB4018110 | Self Tapping Screw No. 4 | 14 | 060
|  |  | K | F | [5 empty] | KF | 8F | ZB4018110 | Self Tapping Screw No. 4 | 14 | 060
|  |  | K | F | [5 empty] | KF | GF | ZB4018110 | Self Tapping Screw No. 4 | 14 | 060
|  |  | K | F | [5 empty] | KF | HF | ZB4018110 | Self Tapping Screw No. 4 | 14 | 060
|  |  | K | F | [5 empty] | KF | JF | ZB4018110 | Self Tapping Screw No. 4 | 14 | 060
|  |  | K | F | [5 empty] | KF | KF | ZB4018110 | Self Tapping Screw No. 4 | 14 | 060 | 060 | 14
|  |  | K | F | [5 empty] | KF | LF | ZB4018110 | Self Tapping Screw No. 4 | 14 | 060
|  |  | K | F | [5 empty] | KF | MF | ZB4018110 | Self Tapping Screw No. 4 | 14 | 060
|  |  | K | F | [5 empty] | KF | 1G | ZB4018110 | Self Tapping Screw No. 4 | 12 | 060
|  |  | K | F | [5 empty] | KF | 2G | ZB4018110 | Self Tapping Screw No. 4 | 14 | 060
|  |  | K | F | [5 empty] | KF | 3G | ZB4018110 | Self Tapping Screw No. 4 | 14 | 060
|  |  | K | F | [5 empty] | KF | 4G | ZB4018110 | Self Tapping Screw No. 4 | 14 | 060
|  |  | K | F | [5 empty] | KF | 6G | ZB4018110 | Self Tapping Screw No. 4 | 14 | 060
|  |  | K | F | [5 empty] | KF | AG | ZB4018110 | Self Tapping Screw No. 4 | 14 | 060
|  |  | K | F | [5 empty] | KF | BG | ZB4018110 | Self Tapping Screw No. 4 | 14 | 060
|  |  | K | F | [5 empty] | KF | 7G | ZB4018110 | Self Tapping Screw No. 4 | 14 | 060
|  |  | K | F | [5 empty] | KF | 8G | ZB4018110 | Self Tapping Screw No. 4 | 14 | 060
|  |  | K | F | [5 empty] | KF | GG | ZB4018110 | Self Tapping Screw No. 4 | 14 | 060
|  |  | K | F | [5 empty] | KF | HG | ZB4018110 | Self Tapping Screw No. 4 | 14 | 060
|  |  | K | F | [5 empty] | KF | JG | ZB4018110 | Self Tapping Screw No. 4 | 14 | 060
|  |  | K | F | [5 empty] | KF | KG | ZB4018110 | Self Tapping Screw No. 4 | 14 | 060
|  |  | K | F | [5 empty] | KF | LG | ZB4018110 | Self Tapping Screw No. 4 | 14 | 060
|  |  | K | F | [5 empty] | KF | MG | ZB4018110 | Self Tapping Screw No. 4 | 14 | 060
|  |  | K | F | [5 empty] | KF | 1H | ZB4018110 | Self Tapping Screw No. 4 | 10 | 060
|  |  | K | F | [5 empty] | KF | 2H | ZB4018110 | Self Tapping Screw No. 4 | 12 | 060
|  |  | K | F | [5 empty] | KF | 3H | ZB4018110 | Self Tapping Screw No. 4 | 12 | 060
|  |  | K | F | [5 empty] | KF | 4H | ZB4018110 | Self Tapping Screw No. 4 | 12 | 060
|  |  | K | F | [5 empty] | KF | 6H | ZB4018110 | Self Tapping Screw No. 4 | 12 | 060
|  |  | K | F | [5 empty] | KF | AH | ZB4018110 | Self Tapping Screw No. 4 | 12 | 060
|  |  | K | F | [5 empty] | KF | BH | ZB4018110 | Self Tapping Screw No. 4 | 12 | 060
|  |  | K | F | [5 empty] | KF | 7H | ZB4018110 | Self Tapping Screw No. 4 | 12 | 060
|  |  | K | F | [5 empty] | KF | 8H | ZB4018110 | Self Tapping Screw No. 4 | 12 | 060
|  |  | K | F | [5 empty] | KF | GH | ZB4018110 | Self Tapping Screw No. 4 | 12 | 060
|  |  | K | F | [5 empty] | KF | HH | ZB4018110 | Self Tapping Screw No. 4 | 12 | 060
|  |  | K | F | [5 empty] | KF | JH | ZB4018110 | Self Tapping Screw No. 4 | 12 | 060
|  |  | K | F | [5 empty] | KF | KH | ZB4018110 | Self Tapping Screw No. 4 | 12 | 060
|  |  | K | F | [5 empty] | KF | LH | ZB4018110 | Self Tapping Screw No. 4 | 12 | 060
|  |  | K | F | [5 empty] | KF | MH | ZB4018110 | Self Tapping Screw No. 4 | 12 | 060
|  |  | K | F | [5 empty] | KF | 1J | ZB4018110 | Self Tapping Screw No. 4 | 12 | 060
|  |  | K | F | [5 empty] | KF | 2J | ZB4018110 | Self Tapping Screw No. 4 | 12 | 060
|  |  | K | F | [5 empty] | KF | 3J | ZB4018110 | Self Tapping Screw No. 4 | 12 | 060
|  |  | K | F | [5 empty] | KF | 4J | ZB4018110 | Self Tapping Screw No. 4 | 12 | 060
|  |  | K | F | [5 empty] | KF | 6J | ZB4018110 | Self Tapping Screw No. 4 | 12 | 060
|  |  | K | F | [5 empty] | KF | AJ | ZB4018110 | Self Tapping Screw No. 4 | 12 | 060
|  |  | K | F | [5 empty] | KF | BJ | ZB4018110 | Self Tapping Screw No. 4 | 12 | 060
|  |  | K | F | [5 empty] | KF | 7J | ZB4018110 | Self Tapping Screw No. 4 | 12 | 060
|  |  | K | F | [5 empty] | KF | 8J | ZB4018110 | Self Tapping Screw No. 4 | 12 | 060
|  |  | K | F | [5 empty] | KF | GJ | ZB4018110 | Self Tapping Screw No. 4 | 10 | 060
|  |  | K | F | [5 empty] | KF | HJ | ZB4018110 | Self Tapping Screw No. 4 | 10 | 060
|  |  | K | F | [5 empty] | KF | JJ | ZB4018110 | Self Tapping Screw No. 4 | 10 | 060
|  |  | K | F | [5 empty] | KF | KJ | ZB4018110 | Self Tapping Screw No. 4 | 10 | 060
|  |  | K | F | [5 empty] | KF | LJ | ZB4018110 | Self Tapping Screw No. 4 | 10 | 060
|  |  | K | F | [5 empty] | KF | MJ | ZB4018110 | Self Tapping Screw No. 4 | 10 | 060
|  |  | K | F | [5 empty] | KF | 1L | ZB4018110 | Self Tapping Screw No. 4 | 10 | 060
|  |  | K | F | [5 empty] | KF | 2L | ZB4018110 | Self Tapping Screw No. 4 | 12 | 060
|  |  | K | F | [5 empty] | KF | 3L | ZB4018110 | Self Tapping Screw No. 4 | 12 | 060
|  |  | K | F | [5 empty] | KF | 4L | ZB4018110 | Self Tapping Screw No. 4 | 12 | 060
|  |  | K | F | [5 empty] | KF | 6L | ZB4018110 | Self Tapping Screw No. 4 | 12 | 060
|  |  | K | F | [5 empty] | KF | AL | ZB4018110 | Self Tapping Screw No. 4 | 12 | 060
|  |  | K | F | [5 empty] | KF | BL | ZB4018110 | Self Tapping Screw No. 4 | 12 | 060
|  |  | K | F | [5 empty] | KF | 7L | ZB4018110 | Self Tapping Screw No. 4 | 12 | 060
|  |  | K | F | [5 empty] | KF | 8L | ZB4018110 | Self Tapping Screw No. 4 | 12 | 060
|  |  | K | F | [5 empty] | KF | GL | ZB4018110 | Self Tapping Screw No. 4 | 12 | 060
|  |  | K | F | [5 empty] | KF | HL | ZB4018110 | Self Tapping Screw No. 4 | 12 | 060
|  |  | K | F | [5 empty] | KF | JL | ZB4018110 | Self Tapping Screw No. 4 | 12 | 060
|  |  | K | F | [5 empty] | KF | KL | ZB4018110 | Self Tapping Screw No. 4 | 12 | 060
|  |  | K | F | [5 empty] | KF | LL | ZB4018110 | Self Tapping Screw No. 4 | 12 | 060
|  |  | K | F | [5 empty] | KF | ML | ZB4018110 | Self Tapping Screw No. 4 | 12 | 060
|  |  | K | F | [5 empty] | KF | 1M | ZB4018110 | Self Tapping Screw No. 4 | 12 | 060
|  |  | K | F | [5 empty] | KF | 2M | ZB4018110 | Self Tapping Screw No. 4 | 14 | 060
|  |  | K | F | [5 empty] | KF | 3M | ZB4018110 | Self Tapping Screw No. 4 | 14 | 060
|  |  | K | F | [5 empty] | KF | 4M | ZB4018110 | Self Tapping Screw No. 4 | 14 | 060
|  |  | K | F | [5 empty] | KF | 6M | ZB4018110 | Self Tapping Screw No. 4 | 14 | 060
|  |  | K | F | [5 empty] | KF | AM | ZB4018110 | Self Tapping Screw No. 4 | 14 | 060
|  |  | K | F | [5 empty] | KF | BM | ZB4018110 | Self Tapping Screw No. 4 | 14 | 060
|  |  | K | F | [5 empty] | KF | 7M | ZB4018110 | Self Tapping Screw No. 4 | 14 | 060
|  |  | K | F | [5 empty] | KF | 8M | ZB4018110 | Self Tapping Screw No. 4 | 14 | 060
|  |  | K | F | [5 empty] | KF | GM | ZB4018110 | Self Tapping Screw No. 4 | 12 | 060
|  |  | K | F | [5 empty] | KF | HM | ZB4018110 | Self Tapping Screw No. 4 | 12 | 060
|  |  | K | F | [5 empty] | KF | JM | ZB4018110 | Self Tapping Screw No. 4 | 12 | 060
|  |  | K | F | [5 empty] | KF | KM | ZB4018110 | Self Tapping Screw No. 4 | 12 | 060
|  |  | K | F | [5 empty] | KF | LM | ZB4018110 | Self Tapping Screw No. 4 | 12 | 060
|  |  | K | F | [5 empty] | KF | MM | ZB4018110 | Self Tapping Screw No. 4 | 12 | 060
[12 empty] | GN9025004 | Custom LED Indicator Label | 1 | 068 | 068 | 1
[9 empty] | P | P | A | ZN0002001 | Relay Output PCB | 1 | 002
|  |  |  | F |  |  |  |  | P | FP | CB | ZN0017212 | Opto Input PCB | 1 | 003 SLOT 05 PL2:2
|  |  |  | F |  |  |  |  | P | FP | CC | ZN0017212 | Opto Input PCB | 1 | 003 SLOT 05 PL2:2
|  |  |  | F |  |  |  |  | P | FP | CJ | ZN0017212 | Opto Input PCB | 1 | 003 SLOT 05 PL2:2
|  |  |  | F |  |  |  |  | P | FP | CP | ZN0017212 | Opto Input PCB | 1 | 003 SLOT 05 PL2:2
|  |  |  | F | [5 empty] | F | F | ZN0019101 | Relay Output PCB | 2 | 005 SLOT 02 & 03 | 005 SLOT 02 & 03 | 2
|  |  |  | F | [5 empty] | F | G | ZN0019101 | Relay Output PCB | 2 | 005 SLOT 02 & 03
|  |  |  | F | [5 empty] | F | G | ZN0018001 | CLIO PCB | 1 | 008
|  |  |  | F | [5 empty] | F | H | ZN0019101 | Relay Output PCB | 2 | 005 SLOT 02 & 03
|  |  |  | F | [5 empty] | F | H | ZN0017212 | Opto Input PCB | 2 | 003 SLOT 04 & 06 PL2:3
|  |  |  | F | [5 empty] | F | J | ZN0019101 | Relay Output PCB | 3 | 005 SLOT 02,03 PL2:3, 06
|  |  |  | F | [5 empty] | F | J | ZN0017212 | Opto Input PCB | 1 | 003 SLOT 04
|  |  |  | F | [5 empty] | F | L | ZN0019101 | Relay Output PCB | 2 | 005 SLOT 02 & 03
|  |  |  | F | [5 empty] | F | L | ZN0017212 | Opto Input PCB | 1 | 003 SLOT 04
|  |  |  | F | [5 empty] | F | L | ZN0042102 | High Break Relay Output PCB | 1 | 009 SLOT 06 PL2:3
|  |  |  | F | [5 empty] | F | M | ZN0019101 | Relay Output PCB | 1 | 005 SLOT 02
|  |  |  | F | [5 empty] | F | M | ZN0018001 | CLIO PCB | 1 | 008
|  |  |  | F | [5 empty] | F | M | ZN0042102 | High Break Relay Output PCB | 1 | 009 SLOT 03 PL2:2
|  |  |  | F | [5 empty] | F | D | ZN0019101 | Relay Output PCB | 1 | 005 SLOT 05 PL2:1
|  |  |  | F | [5 empty] | F | B | ZN0018001 | CLIO PCB | 1 | 008
|  |  |  | F | [5 empty] | F | C | ZN0031101 | Relay Output PCB | 1 | 002 SLOT 02
|  |  |  | F | [5 empty] | F | D | ZN0031101 | Relay Output PCB | 1 | 002 SLOT 02
|  |  |  | F | [5 empty] | F | E | ZN0031101 | Relay Output PCB | 1 | 002 SLOT 02
|  |  |  | F | [5 empty] | F | K | ZN0031101 | Relay Output PCB | 1 | 002 SLOT 02
|  |  |  | F | [5 empty] | F | K | ZN0042102 | High Break Relay Output PCB | 1 | 009 SLOT 05 PL2:1
|  |  |  | F |  |  |  |  | P | FP | EB | ZN0028001 | Relay Output / Opto Input PCB | 1 | 003 SLOT 05
|  |  |  | F |  |  |  |  | P | FP | EC | ZN0028211 | Relay Output / Opto Input PCB | 1 | 003 SLOT 05
|  |  |  | F |  |  |  |  | P | FP | EJ | ZN0028211 | Relay Output / Opto Input PCB | 1 | 003 SLOT 05
|  |  |  | F |  |  |  |  | P | FP | EP | ZN0028211 | Relay Output / Opto Input PCB | 1 | 003 SLOT 05
|  |  |  | F | [5 empty] | F | C | ZB9031759 | Jumper | 2 | 064
|  |  |  | F | [5 empty] | F | D | ZB9031759 | Jumper | 2 | 064
|  |  |  | F | [5 empty] | F | E | ZB9031759 | Jumper | 1 | 064 SLOT 02
|  |  |  | F | [5 empty] | F | K | ZB9031759 | Jumper | 2 | 064
|  | 3 | [6 empty] | P | 3P | 1J | GN0178005 | User Interface 40TE | 1 | 022
|  | 3 | [6 empty] | P | 3P | 2J | GN0178005 | User Interface 40TE | 1 | 022
|  | 3 | [6 empty] | P | 3P | 3J | GN0179005 | User Interface 60TE | 1 | 022
|  | 3 | [6 empty] | P | 3P | 4J | GN0179005 | User Interface 60TE | 1 | 022
|  | 3 | [6 empty] | P | 3P | 1P | GN0178003 | User Interface 40TE | 1 | 022
|  | 3 | [6 empty] | P | 3P | 2P | GN0178003 | User Interface 40TE | 1 | 022
|  | 3 | [6 empty] | P | 3P | 3P | GN0179003 | User Interface 60TE | 1 | 022 | 022 | 1
|  | 3 | [6 empty] | P | 3P | 4P | GN0179003 | User Interface 60TE | 1 | 022
[9 empty] | P | P | A | GN0004001 | User Interface 40TE Phase 1 | 1 | 022
[9 empty] | P | P | B | GN0004001 | User Interface 40TE Phase 1 | 1 | 022
[9 empty] | P | P | C | GN0004001 | User Interface 40TE Phase 1 | 1 | 022
|  |  |  | F |  |  |  |  | P | F | AA | GN0029000 | Common Parts | 1
|  |  |  | F |  |  |  |  | P | FP | AB | GN0135001 | Common Parts | 1
|  |  |  | F |  |  |  |  | P | FP | BB | GN0137001 | Common Parts | 1
|  |  |  | F |  |  |  |  | P | FP | CB | GN0136001 | Common Parts | 1
|  |  |  | F |  |  |  |  | P | FP | DB | GN0136001 | Common Parts | 1
|  |  |  | F |  |  |  |  | P | FP | EB | GN0136001 | Common Parts | 1
|  |  |  | F |  |  |  |  | P | FP | AC | GN0135001 | Common Parts | 1
|  |  |  | F |  |  |  |  | P | FP | BC | GN0137001 | Common Parts | 1
|  |  |  | F |  |  |  |  | P | FP | CC | GN0136001 | Common Parts | 1
|  |  |  | F |  |  |  |  | P | FP | DC | GN0136001 | Common Parts | 1
|  |  |  | F |  |  |  |  | P | FP | EC | GN0136001 | Common Parts | 1
|  |  |  | F |  |  |  |  | P | FP | FP | GN0294001 | Common Parts | 1 |  |  | 1
|  |  |  | F |  |  |  |  | P | FP | GP | GN0296001 | Common Parts | 1
|  |  |  | F |  |  |  |  | P | FP | HP | GN0295001 | Common Parts | 1
|  |  |  | F |  |  |  |  | P | FP | JP | GN0295001 | Common Parts | 1
|  |  |  | F |  |  |  |  | P | FP | LP | GN0295001 | Common Parts | 1
|  |  |  | F |  |  |  |  | P | FP | MP | GN0296001 | Common Parts | 1
|  |  |  | F |  |  |  |  | P | FP | AP | GN0291001 | Common Parts | 1
|  |  |  | F |  |  |  |  | P | FP | BP | GN0293001 | Common Parts | 1
|  |  |  | F |  |  |  |  | P | FP | CP | GN0292001 | Common Parts | 1
|  |  |  | F |  |  |  |  | P | FP | DP | GN0292001 | Common Parts | 1
|  |  |  | F |  |  |  |  | P | FP | EP | GN0292001 | Common Parts | 1
|  |  |  | F |  |  |  |  | P | FP | KP | GN0292001 | Common Parts | 1
|  |  |  | F |  |  |  |  | P | FP | FJ | GN0294001 | Common Parts | 1
|  |  |  | F |  |  |  |  | P | FP | GJ | GN0296001 | Common Parts | 1
|  |  |  | F |  |  |  |  | P | FP | HJ | GN0295001 | Common Parts | 1
|  |  |  | F |  |  |  |  | P | FP | JJ | GN0295001 | Common Parts | 1
|  |  |  | F |  |  |  |  | P | FP | LJ | GN0295001 | Common Parts | 1
|  |  |  | F |  |  |  |  | P | FP | MJ | GN0296001 | Common Parts | 1
|  |  |  | F |  |  |  |  | P | FP | AJ | GN0291001 | Common Parts | 1
|  |  |  | F |  |  |  |  | P | FP | BJ | GN0293001 | Common Parts | 1
|  |  |  | F |  |  |  |  | P | FP | CJ | GN0292001 | Common Parts | 1
|  |  |  | F |  |  |  |  | P | FP | DJ | GN0292001 | Common Parts | 1
|  |  |  | F |  |  |  |  | P | FP | EJ | GN0292001 | Common Parts | 1
|  |  |  | F |  |  |  |  | P | FP | KJ | GN0292001 | Common Parts | 1

## Database (hidden)
1
1 | 24 - 54Vdc | 7 | 24 - 48Vdc
2 | 48 - 125Vdc (40 - 100Vac) | 8 | 48 - 110Vdc (30 - 100Vac) | 1 | 2 | 3 | 4 | 6 | 7 | 8 | * | A | B | C | D
3 | 110 - 250Vdc, 100 - 240Vac | 9 | 110 - 250Vdc (100 - 240Vac) | K-Bus | K-Bus | K-Bus | K-Bus | IEC61850 + Courier (via rear RS485 port) | K-Bus | K-Bus | IEC61850 + Courier (via rear RS485 port) | IEC61850 + Courier (via rear RS485 port) | IEC61850 + Courier (via rear RS485 port) | K-Bus | IEC61850 + Courier (via rear RS485 port)
|  |  |  | Modbus | Modbus | Modbus | Modbus | DNP3.0 Over Ethernet with Courier rear port K-Bus/RS485 protocol | Modbus | Modbus | DNP3.0 Over Ethernet with Courier rear port K-Bus/RS485 protocol | DNP3.0 Over Ethernet with Courier rear port K-Bus/RS485 protocol | DNP3.0 Over Ethernet with Courier rear port K-Bus/RS485 protocol | Modbus | DNP3.0 Over Ethernet with Courier rear port K-Bus/RS485 protocol
| 1 |  |  | IEC870 | IEC870 | IEC870 | IEC870 |  | IEC870 | IEC870 |  |  |  | IEC870
1 | IEC61850 + Courier (via rear RS485 port) | 6 |  | DNP3.0 | DNP3.0 | DNP3.0 | DNP3.0 |  | DNP3.0 | DNP3.0 |  |  |  | DNP3.0
2 | DNP3.0 Over Ethernet with Courier rear port K-Bus/RS485 protocol | 8 |  | 1 | 1 | 1 | 1 | 6 | 1 | 1 | 6 | 6 | 6 | 1 | 6
3 |  | 8 |  | 2 | 2 | 2 | 2 | 8 | 2 | 2 | 8 | 8 | 8 | 2 | 8
4 |  | 8 |  | 3 | 3 | 3 | 3 | 8 | 3 | 3 | 8 | 8 | 8 | 3 | 8
5 |  |  |  | 4 | 4 | 4 | 4 | 8 | 4 | 4 | 8 | 8 | 8 | 4 | 8
| 11 |  |  |  |  | Product Specific Text Lookup
1 | Standard - None | 1 |  |  |  | A | Size 8 Case, No Option (8 Optos + 7 Relays)
2 | IRIG-B Only (modulated) | 2 |  |  |  | B | Size 8 Case, 8 Optos + 7 Relays + CLIO
3 | IRIG-B (modulated) & Fibre Optic Converter | 4 |  |  |  | C | Size 8 Case, 16 Optos + 7 Relays
4 | Ethernet (100Mbit/s) | 6 |  |  |  | D | Size 8 Case, 8 Optos + 15 Relays
5 | 2nd Rear Comms | 7 |  |  |  | E | Size 8 Case, 12 Optos + 11 Relays
6 | IRIG-B (modulated) & 2nd Rear Comms | 8
7 | Ethernet (100Mbit/s) plus IRIG-B (modulated) | A
8 | Ethernet (100Mbit/s) plus IRIG-B (un-modulated) | B
9 | IRIG-B (un-modulated) - Withdrawn | *
10 | Redundant Ethernet RSTP, 2 multi-mode fibre ports + IRIG-B (modulated) | J
11 | Redundant Ethernet RSTP, 2 multi-mode fibre ports + IRIG-B (un-modulated) | K
12 | Redundant Ethernet PRP/HSR, 2 multi-mode fibre ports + IRIG-B (modulated) | N
13 | Redundant Ethernet PRP/HSR, 2 multi-mode fibre ports + IRIG-B (un-modulated) | P
14 | 0 | P
15 | 0 | P
16 | 0 | P
17 | 0 | P
18 | 0 | P
19
1
1 | Multilingual - English, French, German, Spanish | 0
2 | Multilingual - English, French, German, Russian | 5
3 | Chinese, English or French via HMI, with English or French only via Communications port | C
4 |  | C
5 |  | C
6 |  | C
7 |  | C
1
1 | Default | 0
2 | Customer | A
2
1 | Flush/Panel Mounting with Harsh Env.Coating, White Front Panel - Withdrawn | *
2 | Flush/Panel Mounting with Harsh Env. Coating, with USB Port, Black and Silver Front Panel | S | Latest + des | Next + des | 3rd + des | 4th + des | 5th + des | Latest num | next num | 6th des | 3rd num | 4th num | 5th num | 6th Num | 7th des | 7th num | 8th des | 8th num
|  |  | 4 | 5 | 6 | 7 | 8 | 9 | 10 | 11 | 12 | 13 | 14 | 15 | 16 | 17 | 18 | 19 | 20
| 2026-07-28 | 1
1 | P | P : As J plus increased main processor memory (CPU3) | 4: 72 - With dynamic line rating; 5: 38 - Latest software; 9: 72; 10: 38; 12: 72; 13: 38; 14: 38; 15: 38; 17: 38; 19: 38
2 | J | J : Phase 2 CPU & Front Panel with 2 hotkeys and dual characteristic optos | 71 - Withdrawn | 36 - Withdrawn | 70 - Withdrawn | 35 - Withdrawn | 33 - Withdrawn | ** | ** | 32 - Withdrawn | ** | ** | ** | ** | 31 - Withdrawn | ** | 30 - Withdrawn | **
3 | C | C : Improved Power Supply | 07 - Withdrawn | 06 - Withdrawn | 05 - Withdrawn |  |  | ** | ** |  | ** | ** | ** | ** |  | ** |  | **
4 | B | B : Universal Optos, Low Powered Relay Outputs | 07 - Withdrawn | 06 - Withdrawn | 05 - Withdrawn |  |  | ** | ** |  | ** | ** | ** | ** |  | ** |  | **
5 | B | 70 - Withdrawn | 05 | 04 | 03 | 03 | 03 | 05 | 04 | 03 | 03 | 03 | 03 | 03 | 03 | 03 | 03 | 03
2
1 | 72 - With dynamic line rating | 72
2 | 38 - Latest software | 38
3 |  | 72
4 |  | 38
5 |  | 38
6 |  | 38
7 |  | 38
8 |  | 38
** | 2005-02-27
00 | 1999-10-24
01 | 2000-10-22
02 | 2001-01-31
03 | 2001-12-02
04 | 2002-08-13
05 | 2002-10-02 |  | 4: 2002-10-02
06 | 2004-01-11
07 | 2005-01-06
30 | 2005-02-27
31 | 2005-02-28
32 | 2008-02-07
33 | 2008-06-23
34 | 2009-04-27
35 | 2010-04-25
70 | 2010-04-26
36 | 2013-03-10
71 | 2013-03-11
37 | 2013-03-15
72 | 2013-03-16
38 | 2026-07-28
73 | 2026-07-27
38 | Comms Lookup Table
00 | Standard - None | IRIG-B Only |  |  |  |  | Standard - None | IRIG-B Only | Fibre Optic Converter Only | IRIG-B & Fibre Optic Converter |  |  | 1 | 2 | 2 | 2 | 2 | 2 | 1 | 2 | 3 | 4 | 4 | 4
01 | Standard - None | IRIG-B Only |  |  |  |  | Standard - None | IRIG-B Only | Fibre Optic Converter Only | IRIG-B & Fibre Optic Converter |  |  | 1 | 2 | 2 | 2 | 2 | 2 | 1 | 2 | 3 | 4 | 4 | 4
02 | Standard - None | IRIG-B Only |  |  |  |  | Standard - None | IRIG-B Only | Fibre Optic Converter Only | IRIG-B & Fibre Optic Converter |  |  | 1 | 2 | 2 | 2 | 2 | 2 | 1 | 2 | 3 | 4 | 4 | 4
03 | Standard - None | IRIG-B Only |  |  |  |  | Standard - None | IRIG-B Only | Fibre Optic Converter Only | IRIG-B & Fibre Optic Converter |  |  | 1 | 2 | 2 | 2 | 2 | 2 | 1 | 2 | 3 | 4 | 4 | 4
04 | Standard - None | IRIG-B Only |  |  |  |  | Standard - None | IRIG-B Only | Fibre Optic Converter Only | IRIG-B & Fibre Optic Converter |  |  | 1 | 2 | 2 | 2 | 2 | 2 | 1 | 2 | 3 | 4 | 4 | 4
05 | Standard - None | IRIG-B Only |  |  |  |  | Standard - None | IRIG-B Only | Fibre Optic Converter Only | IRIG-B & Fibre Optic Converter |  |  | 1 | 2 | 2 | 2 | 2 | 2 | 1 | 2 | 3 | 4 | 4 | 4
06 | Standard - None | IRIG-B Only | 2nd Rear Comms | IRIG-B & 2nd Rear Comms |  |  | Standard - None | IRIG-B Only | Fibre Optic Converter Only | IRIG-B & Fibre Optic Converter | 2nd Rear Comms | IRIG-B & 2nd Rear Comms | 1 | 2 | 7 | 8 | 8 | 8 | 1 | 2 | 3 | 4 | 7 | 8
07 | Standard - None | IRIG-B Only | 2nd Rear Comms | IRIG-B & 2nd Rear Comms |  |  | Standard - None | IRIG-B Only | Fibre Optic Converter Only | IRIG-B & Fibre Optic Converter | 2nd Rear Comms | IRIG-B & 2nd Rear Comms | 1 | 2 | 7 | 8 | 8 | 8 | 1 | 2 | 3 | 4 | 7 | 8
30 | Standard - None | IRIG-B Only | Fibre Optic Converter Only | IRIG-B & Fibre Optic Converter | 2nd Rear Comms | IRIG-B & 2nd Rear Comms | Standard - None | IRIG-B Only | Fibre Optic Converter Only | IRIG-B & Fibre Optic Converter | 2nd Rear Comms | IRIG-B & 2nd Rear Comms | 1 | 2 | 3 | 4 | 7 | 8 | 1 | 2 | 3 | 4 | 7 | 8
31 | Standard - None | IRIG-B Only | Fibre Optic Converter Only | IRIG-B & Fibre Optic Converter | 2nd Rear Comms | IRIG-B & 2nd Rear Comms | Standard - None | IRIG-B Only | Fibre Optic Converter Only | IRIG-B & Fibre Optic Converter | 2nd Rear Comms | IRIG-B & 2nd Rear Comms | 1 | 2 | 3 | 4 | 7 | 8 | 1 | 2 | 3 | 4 | 7 | 8
32 | Standard - None | IRIG-B Only | Fibre Optic Converter Only | IRIG-B & Fibre Optic Converter | 2nd Rear Comms | IRIG-B & 2nd Rear Comms | Standard - None | IRIG-B Only | Fibre Optic Converter Only | IRIG-B & Fibre Optic Converter | 2nd Rear Comms | IRIG-B & 2nd Rear Comms | 1 | 2 | 3 | 4 | 7 | 8 | 1 | 2 | 3 | 4 | 7 | 8
33 | Standard - None | IRIG-B Only | Fibre Optic Converter Only | IRIG-B & Fibre Optic Converter | 2nd Rear Comms | IRIG-B & 2nd Rear Comms | Standard - None | IRIG-B Only | Fibre Optic Converter Only | IRIG-B & Fibre Optic Converter | 2nd Rear Comms | IRIG-B & 2nd Rear Comms | 1 | 2 | 3 | 4 | 7 | 8 | 1 | 2 | 3 | 4 | 7 | 8
1
1 | In = 1/5A, 5 x Vn = 100 - 120Vac, Extended Input Module, Size 12 case | 3
2 | In = 1/5A, 5 x Vn = 380 - 480Vac, Extended Input Module, Size 12 case | 4
| 6 | 2
1 | 40TE Case, 8 Opto Inputs + 7 Relay Outputs | A | 10P34101 | GN0039 | 1 |  | Size 8 Case, No Option (8 Optos + 7 Relays) | A | 1
2 | 40TE Case, 8 Opto Inputs + 7 Relay Outputs + CLIO | B | 10P34108 | GN0039 | 1 |  | Size 8 Case, 8 Optos + 7 Relays + CLIO | B | 1
3 | 40TE Case, 16 Opto Inputs + 7 Relay Outputs | C | 10P34102 | GN0039 | 1 |  | Size 8 Case, 16 Optos + 7 Relays | C | 1
4 | 40TE Case, 8 Opto Inputs + 15 Relay Outputs | D | 10P34103 | GN0039 | 1 |  | Size 8 Case, 8 Optos + 15 Relays | D | 1
5 | 40TE Case, 12 Opto Inputs + 11 Relay Outputs | E | 10P34104 | GN0039 | 1 |  | Size 8 Case, 12 Optos + 11 Relays | E | 1
6 | 60TE Case, 16 Opto Inputs + 16 Relay Outputs | F | 10P34110 | GN0039 | 2 |  | Size 12 Case, 16 Optos + 16 Relays * | F | 2
7 | 60TE Case, 16 Opto Inputs + 16 Relay Outputs + CLIO | G | 10P34104 | GN0039 | 2 |  | Size 12 Case, 16 Optos + 16 Relays + CLIO * | G | 2
8 | 60TE Case, 24 Opto Inputs + 16 Relay Outputs | H | 10P34104 | GN0039 | 2 |  | Size 12 Case, 24 Optos + 16 Relays * | H | 2
9 | 60TE Case, 16 Opto Inputs + 24 Relay Outputs | J | 10P34104 | GN0039 | 2 |  | Size 12 Case, 16 Optos + 24 relays * | J | 2
10 | 40TE Case, 8 Opto Inputs + 11 Relay Outputs (4 High Break) | K | 10P34104 | GN0039 | 1 |  | Size 8 Case, 8 Optos + 7 Relays + 4 High Break | K | 1
11 | 60TE Case, 16 Opto Inputs + 20 Relay Outputs (4 High Break) | L | 10P34104 | GN0039 | 2 |  | Size 12 Case, 16 Optos + 16 relays + 4 High Breaks * | L | 2
12 | 0 | L | 10P34104 | GN0039 | 2 |  | Size 12 Case, 16 Optos + 8 relays + 4 High Breaks + CLIO * | M | 2
13 |  | L | 10P34104 | GN0039
14 |  | L | 10P34104 | GN0039
15 |  | L | 10P34104 | GN0039
F
|  | A | 10P34101 | GN0039
|  | B | 10P34108 | GN0039
|  | C | 10P34102 | GN0039
|  | D | 10P34103 | GN0039
|  | E | 10P34104 | GN0039
|  | F | 10P34105 | GN0040
|  | G | 10P34109 | GN0040
|  | H | 10P34106 | GN0040
|  | J | 10P34107 | GN0040
|  | K | 10P34110 | GN0039
|  | L | 10P34111 | GN0040
|  | M | 10P34112 | GN0040

## Date Drivers (hidden)
Key Date | 2026-07-28
| 1998-01-06 | 1999-10-25 | 2000-10-23 | 2001-02-01 | 2001-12-03 | 2002-08-14 | 2002-10-22 | 2004-11-01 | 2005-01-07 | 2005-04-07 | 2006-05-02 | 2006-12-05 | 2007-02-24 | 2007-10-01 | 2007-11-16 | 2008-02-07 | 2008-06-23 | 2008-12-11 | 2009-04-27 | 2009-04-28 | 2010-04-25 | 2010-04-26 | 2011-05-23 | 2012-08-21 | 2013-03-10 | 2013-03-11 | 2013-03-15 | 2013-03-16 | 2016-05-08 | 2026-07-27 | 2026-07-28
Vx Aux Rating | 24 - 54Vdc | 24 - 54Vdc | 24 - 54Vdc | 24 - 54Vdc | 24 - 54Vdc | 24 - 54Vdc | 24 - 54Vdc | 24 - 54Vdc | 24 - 54Vdc | 24 - 54Vdc | 24 - 54Vdc | 24 - 54Vdc | 24 - 54Vdc | 24 - 54Vdc | 24 - 54Vdc | 24 - 54Vdc | 24 - 54Vdc | 24 - 54Vdc | 24 - 54Vdc | 24 - 54Vdc | 24 - 54Vdc | 24 - 54Vdc | 24 - 54Vdc | 24 - 54Vdc | 24 - 54Vdc | 24 - 54Vdc | 24 - 54Vdc | 24 - 54Vdc | 24 - 54Vdc | 24 - 54Vdc | 24 - 54Vdc
| 48 - 125Vdc (40 - 100Vac) | 48 - 125Vdc (40 - 100Vac) | 48 - 125Vdc (40 - 100Vac) | 48 - 125Vdc (40 - 100Vac) | 48 - 125Vdc (40 - 100Vac) | 48 - 125Vdc (40 - 100Vac) | 48 - 125Vdc (40 - 100Vac) | 48 - 125Vdc (40 - 100Vac) | 48 - 125Vdc (40 - 100Vac) | 48 - 125Vdc (40 - 100Vac) | 48 - 125Vdc (40 - 100Vac) | 48 - 125Vdc (40 - 100Vac) | 48 - 125Vdc (40 - 100Vac) | 48 - 125Vdc (40 - 100Vac) | 48 - 125Vdc (40 - 100Vac) | 48 - 125Vdc (40 - 100Vac) | 48 - 125Vdc (40 - 100Vac) | 48 - 125Vdc (40 - 100Vac) | 48 - 125Vdc (40 - 100Vac) | 48 - 125Vdc (40 - 100Vac) | 48 - 125Vdc (40 - 100Vac) | 48 - 125Vdc (40 - 100Vac) | 48 - 125Vdc (40 - 100Vac) | 48 - 125Vdc (40 - 100Vac) | 48 - 125Vdc (40 - 100Vac) | 48 - 125Vdc (40 - 100Vac) | 48 - 125Vdc (40 - 100Vac) | 48 - 125Vdc (40 - 100Vac) | 48 - 125Vdc (40 - 100Vac) | 48 - 125Vdc (40 - 100Vac) | 48 - 125Vdc (40 - 100Vac)
| 110 - 250Vdc, 100 - 240Vac | 110 - 250Vdc, 100 - 240Vac | 110 - 250Vdc, 100 - 240Vac | 110 - 250Vdc, 100 - 240Vac | 110 - 250Vdc, 100 - 240Vac | 110 - 250Vdc, 100 - 240Vac | 110 - 250Vdc, 100 - 240Vac | 110 - 250Vdc, 100 - 240Vac | 110 - 250Vdc, 100 - 240Vac | 110 - 250Vdc, 100 - 240Vac | 110 - 250Vdc, 100 - 240Vac | 110 - 250Vdc, 100 - 240Vac | 110 - 250Vdc, 100 - 240Vac | 110 - 250Vdc, 100 - 240Vac | 110 - 250Vdc, 100 - 240Vac | 110 - 250Vdc, 100 - 240Vac | 110 - 250Vdc, 100 - 240Vac | 110 - 250Vdc, 100 - 240Vac | 110 - 250Vdc, 100 - 240Vac | 110 - 250Vdc, 100 - 240Vac | 110 - 250Vdc, 100 - 240Vac | 110 - 250Vdc, 100 - 240Vac | 110 - 250Vdc, 100 - 240Vac | 110 - 250Vdc, 100 - 240Vac | 110 - 250Vdc, 100 - 240Vac | 110 - 250Vdc, 100 - 240Vac | 110 - 250Vdc, 100 - 240Vac | 110 - 250Vdc, 100 - 240Vac | 110 - 250Vdc, 100 - 240Vac | 110 - 250Vdc, 100 - 240Vac | 110 - 250Vdc, 100 - 240Vac
| 7 | 7 | 7 | 7 | 7 | 7 | 7 | 7 | 7 | 7 | 7 | 7 | 7 | 7 | 7 | 7 | 7 | 7 | 7 | 7 | 7 | 7 | 7 | 7 | 7 | 7 | 7 | 7 | 7 | 7 | 7
| 8 | 8 | 8 | 8 | 8 | 8 | 8 | 8 | 8 | 8 | 8 | 8 | 8 | 8 | 8 | 8 | 8 | 8 | 8 | 8 | 8 | 8 | 8 | 8 | 8 | 8 | 8 | 8 | 8 | 8 | 8
| 9 | 9 | 9 | 9 | 9 | 9 | 9 | 9 | 9 | 9 | 9 | 9 | 9 | 9 | 9 | 9 | 9 | 9 | 9 | 9 | 9 | 9 | 9 | 9 | 9 | 9 | 9 | 9 | 9 | 9 | 9
Protocol/Comms Options | K-Bus | K-Bus | K-Bus | K-Bus | K-Bus | K-Bus | K-Bus | K-Bus | K-Bus | K-Bus | K-Bus | K-Bus | K-Bus | K-Bus | K-Bus | K-Bus | K-Bus | K-Bus | K-Bus | K-Bus | K-Bus | K-Bus | K-Bus | K-Bus | K-Bus | K-Bus | K-Bus | K-Bus | K-Bus | K-Bus | K-Bus
| Modbus | Modbus | Modbus | Modbus | Modbus | Modbus | Modbus | Modbus | Modbus | Modbus | Modbus | Modbus | Modbus | Modbus | Modbus | Modbus | Modbus | Modbus | Modbus | Modbus | Modbus | Modbus | Modbus | Modbus | Modbus | Modbus | Modbus | Modbus | Modbus | Modbus | Modbus
| IEC870 | IEC870 | IEC870 | IEC870 | IEC870 | IEC870 | IEC870 | IEC870 | IEC870 | IEC870 | IEC870 | IEC870 | IEC870 | IEC870 | IEC870 | IEC870 | IEC870 | IEC870 | IEC870 | IEC870 | IEC870 | IEC870 | IEC870 | IEC870 | IEC870 | IEC870 | IEC870 | IEC870 | IEC870 | IEC870 | IEC870
|  |  | DNP3.0 | DNP3.0 | DNP3.0 | DNP3.0 | DNP3.0 | DNP3.0 | DNP3.0 | DNP3.0 | DNP3.0 | DNP3.0 | DNP3.0 | DNP3.0 | DNP3.0 | DNP3.0 | DNP3.0 | DNP3.0 | DNP3.0 | DNP3.0 | DNP3.0 | DNP3.0 | DNP3.0 | DNP3.0 | DNP3.0 | DNP3.0 | DNP3.0 | DNP3.0 | DNP3.0 | DNP3.0 | DNP3.0
| 1 | 1 | 1 | 1 | 1 | 1 | 1 | 1 | 1 | 1 | 1 | 1 | 1 | 1 | 1 | 1 | 1 | 1 | 1 | 1 | 1 | 1 | 1 | 1 | 1 | 1 | 1 | 1 | 1 | 1 | 1
| 2 | 2 | 2 | 2 | 2 | 2 | 2 | 2 | 2 | 2 | 2 | 2 | 2 | 2 | 2 | 2 | 2 | 2 | 2 | 2 | 2 | 2 | 2 | 2 | 2 | 2 | 2 | 2 | 2 | 2 | 2
| 3 | 3 | 3 | 3 | 3 | 3 | 3 | 3 | 3 | 3 | 3 | 3 | 3 | 3 | 3 | 3 | 3 | 3 | 3 | 3 | 3 | 3 | 3 | 3 | 3 | 3 | 3 | 3 | 3 | 3 | 3
| 3 | 3 | 4 | 4 | 4 | 4 | 4 | 4 | 4 | 4 | 4 | 4 | 4 | 4 | 4 | 4 | 4 | 4 | 4 | 4 | 4 | 4 | 4 | 4 | 4 | 4 | 4 | 4 | 4 | 4 | 4
| 3 | 3 | 4 | 4 | 4 | 4 | 4 | 4 | 4 | 4 | 4 | 4 | 4 | 4 | 4 | 4 | 4 | 4 | 4 | 4 | 4 | 4 | 4 | 4 | 4 | 4 | 4 | 4 | 4 | 4 | 4
Language Option | Multilingual - English, French, German, Spanish | Multilingual - English, French, German, Spanish | Multilingual - English, French, German, Spanish | Multilingual - English, French, German, Spanish | Multilingual - English, French, German, Spanish | Multilingual - English, French, German, Spanish | Multilingual - English, French, German, Spanish | Multilingual - English, French, German, Spanish | Multilingual - English, French, German, Spanish | Multilingual - English, French, German, Spanish | Multilingual - English, French, German, Spanish | Multilingual - English, French, German, Spanish | Multilingual - English, French, German, Spanish | Multilingual - English, French, German, Spanish | Multilingual - English, French, German, Spanish | Multilingual - English, French, German, Spanish | Multilingual - English, French, German, Spanish | Multilingual - English, French, German, Spanish | Multilingual - English, French, German, Spanish | Multilingual - English, French, German, Spanish | Multilingual - English, French, German, Spanish | Multilingual - English, French, German, Spanish | Multilingual - English, French, German, Spanish | Multilingual - English, French, German, Spanish | Multilingual - English, French, German, Spanish | Multilingual - English, French, German, Spanish | Multilingual - English, French, German, Spanish | Multilingual - English, French, German, Spanish | Multilingual - English, French, German, Spanish | Multilingual - English, French, German, Spanish | Multilingual - English, French, German, Spanish
[17 empty] | Multilingual - English, French, German, Russian | Multilingual - English, French, German, Russian | Multilingual - English, French, German, Russian | Multilingual - English, French, German, Russian | Multilingual - English, French, German, Russian | Multilingual - English, French, German, Russian | Multilingual - English, French, German, Russian | Multilingual - English, French, German, Russian | Multilingual - English, French, German, Russian | Multilingual - English, French, German, Russian | Multilingual - English, French, German, Russian | Multilingual - English, French, German, Russian | Multilingual - English, French, German, Russian | Multilingual - English, French, German, Russian | Multilingual - English, French, German, Russian
[23 empty] | Chinese, English or French via HMI, with English or French only via Communications port | Chinese, English or French via HMI, with English or French only via Communications port | Chinese, English or French via HMI, with English or French only via Communications port | Chinese, English or French via HMI, with English or French only via Communications port | Chinese, English or French via HMI, with English or French only via Communications port | Chinese, English or French via HMI, with English or French only via Communications port | Chinese, English or French via HMI, with English or French only via Communications port | Chinese, English or French via HMI, with English or French only via Communications port | Chinese, English or French via HMI, with English or French only via Communications port
| 0 | 0 | 0 | 0 | 0 | 0 | 0 | 0 | 0 | 0 | 0 | 0 | 0 | 0 | 0 | 0 | 0 | 0 | 0 | 0 | 0 | 0 | 0 | 0 | 0 | 0 | 0 | 0 | 0 | 0 | 0
| 0 | 0 | 0 | 0 | 0 | 0 | 0 | 0 | 0 | 0 | 0 | 0 | 0 | 0 | 0 | 0 | 5 | 5 | 5 | 5 | 5 | 5 | 5 | 5 | 5 | 5 | 5 | 5 | 5 | 5 | 5
| 0 | 0 | 0 | 0 | 0 | 0 | 0 | 0 | 0 | 0 | 0 | 0 | 0 | 0 | 0 | 0 | 5 | 5 | 5 | 5 | 5 | 5 | C | C | C | C | C | C | C | C | C
| 0 | 0 | 0 | 0 | 0 | 0 | 0 | 0 | 0 | 0 | 0 | 0 | 0 | 0 | 0 | 0 | 5 | 5 | 5 | 5 | 5 | 5 | C | C | C | C | C | C | C | C | C
| 0 | 0 | 0 | 0 | 0 | 0 | 0 | 0 | 0 | 0 | 0 | 0 | 0 | 0 | 0 | 0 | 5 | 5 | 5 | 5 | 5 | 5 | C | C | C | C | C | C | C | C | C
| 0 | 0 | 0 | 0 | 0 | 0 | 0 | 0 | 0 | 0 | 0 | 0 | 0 | 0 | 0 | 0 | 5 | 5 | 5 | 5 | 5 | 5 | C | C | C | C | C | C | C | C | C
| 0 | 0 | 0 | 0 | 0 | 0 | 0 | 0 | 0 | 0 | 0 | 0 | 0 | 0 | 0 | 0 | 5 | 5 | 5 | 5 | 5 | 5 | C | C | C | C | C | C | C | C | C
Settings | Default | Default | Default | Default | Default | Default | Default | Default | Default | Default | Default | Default | Default | Default | Default | Default | Default | Default | Default | Default | Default | Default | Default | Default | Default | Default | Default | Default | Default | Default | Default
| Customer | Customer | Customer | Customer | Customer | Customer | Customer | Customer | Customer | Customer | Customer | Customer | Customer | Customer | Customer | Customer | Customer | Customer | Customer | Customer | Customer | Customer | Customer | Customer | Customer | Customer | Customer | Customer | Customer | Customer | Customer
| 0 | 0 | 0 | 0 | 0 | 0 | 0 | 0 | 0 | 0 | 0 | 0 | 0 | 0 | 0 | 0 | 0 | 0 | 0 | 0 | 0 | 0 | 0 | 0 | 0 | 0 | 0 | 0 | 0 | 0 | 0
| 1 | 1 | 1 | 1 | 1 | 1 | 1 | 1 | 1 | 1 | A | A | A | A | A | A | A | A | A | A | A | A | A | A | A | A | A | A | A | A | A
Livery Options | Panel Mounting, with Harsh Environment Coating | Panel Mounting, with Harsh Environment Coating | Panel Mounting, with Harsh Environment Coating | Panel Mounting, with Harsh Environment Coating | Panel Mounting, with Harsh Environment Coating | Panel Mounting, with Harsh Environment Coating | Panel Mounting, with Harsh Environment Coating | Panel Mounting, with Harsh Environment Coating | Panel Mounting, with Harsh Environment Coating | Panel Mounting, with Harsh Environment Coating | Panel Mounting, with Harsh Environment Coating | Panel Mounting, with Harsh Environment Coating | Panel Mounting, with Harsh Environment Coating | Panel Mounting, with Harsh Environment Coating | Panel Mounting, with Harsh Environment Coating | Panel Mounting, with Harsh Environment Coating | Panel Mounting, with Harsh Environment Coating | Panel Mounting, with Harsh Environment Coating | Panel Mounting, with Harsh Environment Coating | Panel Mounting, with Harsh Environment Coating | Flush/Panel Mounting with Harsh Env.Coating, White Front Panel | Flush/Panel Mounting with Harsh Env.Coating, White Front Panel | Flush/Panel Mounting with Harsh Env.Coating, White Front Panel | Flush/Panel Mounting with Harsh Env.Coating, White Front Panel - Withdrawn | Flush/Panel Mounting with Harsh Env.Coating, White Front Panel - Withdrawn | Flush/Panel Mounting with Harsh Env.Coating, White Front Panel - Withdrawn | Flush/Panel Mounting with Harsh Env.Coating, White Front Panel - Withdrawn | Flush/Panel Mounting with Harsh Env.Coating, White Front Panel - Withdrawn | Flush/Panel Mounting with Harsh Env.Coating, White Front Panel - Withdrawn | Flush/Panel Mounting with Harsh Env.Coating, White Front Panel - Withdrawn | Flush/Panel Mounting with Harsh Env.Coating, White Front Panel - Withdrawn
| Panel Mounting, with harsh environment coating | Panel Mounting, with harsh environment coating | Panel Mounting, with harsh environment coating | Panel Mounting, with harsh environment coating | Panel Mounting, with harsh environment coating | Panel Mounting, with harsh environment coating | Panel Mounting, with harsh environment coating | Panel Mounting, with harsh environment coating | Panel Mounting, with harsh environment coating | Panel Mounting, with harsh environment coating | Panel Mounting, with harsh environment coating | Panel Mounting, with harsh environment coating | Panel Mounting, with harsh environment coating | Panel Mounting, with harsh environment coating | Panel Mounting, with harsh environment coating | Panel Mounting, with harsh environment coating | Panel Mounting, with harsh environment coating | Panel Mounting, with harsh environment coating | Panel Mounting, with harsh environment coating | Panel Mounting, with harsh environment coating | [7 empty] | Flush/Panel Mounting with Harsh Env. Coating, with USB Port, Black and Silver Front Panel |  |  | Flush/Panel Mounting with Harsh Env. Coating, with USB Port, Black and Silver Front Panel
| M | M | M | M | M | M | M | M | M | M | M | M | M | M | M | M | M | M | M | M | M | M | M | * | * | * | * | * | * | * | *
| P | P | P | P | P | P | P | P | P | P | P | P | P | P | P | P | P | P | P | P | M | M | M | * | * | * | * | S | * | * | S
| A | A | A | A | A | C | C | C | J | J | J | J | J | J | J | J | J | J | J | J | J | J | J | J | J | J | P | P | P | P | P
[6 empty] | B | B | B | C | C | C | C | C | C | C | C | C | C | C | C | C | C | C | C | C | C | J | J | J | J | J
[6 empty] | A | A | A | B | B | B | B | B | B | B | B | B | B | B | B | B | B | B | B | B | B | C | C | C | C | C
[9 empty] | A | A | A | A | A | A | A | A | A | A | A | A | A | A | A | A | A | A | B | B | B | B | B
| A : Phase 1 | A : Phase 1 | A : Phase 1 | A : Phase 1 | A : Phase 1 | C : Improved Power Supply | C : Improved Power Supply | C : Improved Power Supply | J : Phase 2 CPU & Front Panel with 2 hotkeys and dual characteristic optos | J : Phase 2 CPU & Front Panel with 2 hotkeys and dual characteristic optos | J : Phase 2 CPU & Front Panel with 2 hotkeys and dual characteristic optos | J : Phase 2 CPU & Front Panel with 2 hotkeys and dual characteristic optos | J : Phase 2 CPU & Front Panel with 2 hotkeys and dual characteristic optos | J : Phase 2 CPU & Front Panel with 2 hotkeys and dual characteristic optos | J : Phase 2 CPU & Front Panel with 2 hotkeys and dual characteristic optos | J : Phase 2 CPU & Front Panel with 2 hotkeys and dual characteristic optos | J : Phase 2 CPU & Front Panel with 2 hotkeys and dual characteristic optos | J : Phase 2 CPU & Front Panel with 2 hotkeys and dual characteristic optos | J : Phase 2 CPU & Front Panel with 2 hotkeys and dual characteristic optos | J : Phase 2 CPU & Front Panel with 2 hotkeys and dual characteristic optos | J : Phase 2 CPU & Front Panel with 2 hotkeys and dual characteristic optos | J : Phase 2 CPU & Front Panel with 2 hotkeys and dual characteristic optos | J : Phase 2 CPU & Front Panel with 2 hotkeys and dual characteristic optos | J : Phase 2 CPU & Front Panel with 2 hotkeys and dual characteristic optos | J : Phase 2 CPU & Front Panel with 2 hotkeys and dual characteristic optos | J : Phase 2 CPU & Front Panel with 2 hotkeys and dual characteristic optos | P : As J plus increased main processor memory (CPU3) | P : As J plus increased main processor memory (CPU3) | P : As J plus increased main processor memory (CPU3) | P : As J plus increased main processor memory (CPU3) | P : As J plus increased main processor memory (CPU3)
[6 empty] | B : Universal Optos, Low Powered Relay Outputs | B : Universal Optos, Low Powered Relay Outputs | B : Universal Optos, Low Powered Relay Outputs | C : Improved Power Supply | C : Improved Power Supply | C : Improved Power Supply | C : Improved Power Supply | C : Improved Power Supply | C : Improved Power Supply | C : Improved Power Supply | C : Improved Power Supply | C : Improved Power Supply | C : Improved Power Supply | C : Improved Power Supply | C : Improved Power Supply | C : Improved Power Supply | C : Improved Power Supply | C : Improved Power Supply | C : Improved Power Supply | C : Improved Power Supply | C : Improved Power Supply | J : Phase 2 CPU & Front Panel with 2 hotkeys and dual characteristic optos | J : Phase 2 CPU & Front Panel with 2 hotkeys and dual characteristic optos | J : Phase 2 CPU & Front Panel with 2 hotkeys and dual characteristic optos | J : Phase 2 CPU & Front Panel with 2 hotkeys and dual characteristic optos | J : Phase 2 CPU & Front Panel with 2 hotkeys and dual characteristic optos
[6 empty] | A : Phase 1 | A : Phase 1 | A : Phase 1 | B : Universal Optos, Low Powered Relay Outputs | B : Universal Optos, Low Powered Relay Outputs | B : Universal Optos, Low Powered Relay Outputs | B : Universal Optos, Low Powered Relay Outputs | B : Universal Optos, Low Powered Relay Outputs | B : Universal Optos, Low Powered Relay Outputs | B : Universal Optos, Low Powered Relay Outputs | B : Universal Optos, Low Powered Relay Outputs | B : Universal Optos, Low Powered Relay Outputs | B : Universal Optos, Low Powered Relay Outputs | B : Universal Optos, Low Powered Relay Outputs | B : Universal Optos, Low Powered Relay Outputs | B : Universal Optos, Low Powered Relay Outputs | B : Universal Optos, Low Powered Relay Outputs | B : Universal Optos, Low Powered Relay Outputs | B : Universal Optos, Low Powered Relay Outputs | B : Universal Optos, Low Powered Relay Outputs | B : Universal Optos, Low Powered Relay Outputs | C : Improved Power Supply | C : Improved Power Supply | C : Improved Power Supply | C : Improved Power Supply | C : Improved Power Supply
[9 empty] | A : Phase 1 | A : Phase 1 | A : Phase 1 | A : Phase 1 | A : Phase 1 | A : Phase 1 | A : Phase 1 | A : Phase 1 | A : Phase 1 | A : Phase 1 | A : Phase 1 | A : Phase 1 | A : Phase 1 | A : Phase 1 | A : Phase 1 |  |  |  | B : Universal Optos, Low Powered Relay Outputs | B : Universal Optos, Low Powered Relay Outputs | B : Universal Optos, Low Powered Relay Outputs | B : Universal Optos, Low Powered Relay Outputs | B : Universal Optos, Low Powered Relay Outputs
| 00 | 01 | 02 | 03 | 04 | 05 | 06 | 07 | 30 | 31 | 32 | 32 | 32 | 31 | 32 | 32 | 33 | 33 | 33 | 33 | 70 - Withdrawn | 70 - Withdrawn | 70 - Withdrawn | 70 - Withdrawn | 70 - Withdrawn | 70 - Withdrawn | 70 - Withdrawn | 70 - Withdrawn | 70 - Withdrawn | 70 - Withdrawn | 70 - Withdrawn
| 00 | 00 | 01 | 02 | 03 | 05 | 05 | 06 | 30 | 30 | 31 | 31 | 31 | 30 | 31 | 31 | 32 | 32 | 32 | 32 | 35 - Latest software | 35 - Latest software | 35 | 35 | 35 - Withdrawn | 35 - Withdrawn | 35 - Withdrawn | 35 - Withdrawn | 35 - Withdrawn | 35 - Withdrawn | 35 - Withdrawn
| 00 | 00 | 00 | 01 | 02 | 05 | 05 | 05 | 30 | 30 | 30 | 30 | 30 | 30 | 30 | 30 | 31 | 31 | 31 | 31 | 33 | 33 | 33 | 33 | 33 | 33 | 33 | 33 | 33 | 33 - Withdrawn | 33 - Withdrawn
| 00 | 00 | 00 | 00 | 01 | 05 | 05 | 05 | 30 | 30 | 30 | 30 | 30 | 30 | 30 | 30 | 30 | 30 | 30 | 30 | 32 | 32 | 32 | 32 | 32 | 32 | 32 | 32 | 32 | 32 - Withdrawn | 32 - Withdrawn
| 00 | 00 | 00 | 00 | 00 | 05 | 05 | 05 | 30 | 30 | 30 | 30 | 30 | 30 | 30 | 30 | 30 | 30 | 30 | 30 | 31 | 31 | 31 | 31 | 31 - Withdrawn | 31 - Withdrawn | 31 - Withdrawn | 31 - Withdrawn | 31 - Withdrawn | 31 - Withdrawn | 31 - Withdrawn
[6 empty] | 05 | 06 | 07 | 07 | 07 | 07 | 07 | 07 | 07 | 07 | 07 | 07 | 07 | 07 | 07 | 07 | 07 | 07 | 07 | 07 - Withdrawn | 07 - Withdrawn | 07 - Withdrawn | 07 - Withdrawn | 07 - Withdrawn | 07 - Withdrawn | 07 - Withdrawn
[6 empty] | 05 | 05 | 06 | 06 | 06 | 06 | 06 | 06 | 06 | 06 | 06 | 06 | 06 | 06 | 06 | 06 | 06 | 06 | 06 | 06 - Withdrawn | 06 - Withdrawn | 06 - Withdrawn | 06 - Withdrawn | 06 - Withdrawn | 06 - Withdrawn | 06 - Withdrawn
[6 empty] | 05 | 05 | 05 | 05 | 05 | 05 | 05 | 05 | 05 | 05 | 05 | 05 | 05 | 05 | 05 | 05 | 05 | 05 | 05 | 05 - Withdrawn | 05 - Withdrawn | 05 - Withdrawn | 05 - Withdrawn | 05 - Withdrawn | 05 - Withdrawn | 05 - Withdrawn
[6 empty] | 05 | 05 | 05 | 05 | 05 | 05 | 05 | 05 | 05 | 05 | 05 | 05 | 05 | 05 | 05 | 05 | 05 | 05 | 05
[6 empty] | 05 | 05 | 05 | 05 | 05 | 05 | 05 | 05 | 05 | 05 | 05 | 05 | 05 | 05 | 05 | 05 | 05 | 05 | 05
[6 empty] | 04 | 04 | 04 | 07 | 07 | 07 | 07 | 07 | 07 | 07 | 07 | 07 | 07 | 07 | 07 | 07 | 07 | 07 | 07 | 07 - Withdrawn | 07 - Withdrawn | 07 - Withdrawn | 07 - Withdrawn | 07 - Withdrawn | 07 - Withdrawn | 07 - Withdrawn
[6 empty] | 03 | 03 | 03 | 06 | 06 | 06 | 06 | 06 | 06 | 06 | 06 | 06 | 06 | 06 | 06 | 06 | 06 | 06 | 06 | 06 - Withdrawn | 06 - Withdrawn | 06 - Withdrawn | 06 - Withdrawn | 06 - Withdrawn | 06 - Withdrawn | 06 - Withdrawn
[6 empty] | 02 | 02 | 02 | 05 | 05 | 05 | 05 | 05 | 05 | 05 | 05 | 05 | 05 | 05 | 05 | 05 | 05 | 05 | 05 | 05 - Withdrawn | 05 - Withdrawn | 05 - Withdrawn | 05 - Withdrawn | 05 - Withdrawn | 05 - Withdrawn | 05 - Withdrawn
[6 empty] | 01 | 01 | 01 | 05 | 05 | 05 | 05 | 05 | 05 | 05 | 05 | 05 | 05 | 05 | 05 | 05 | 05 | 05 | 05
[6 empty] | 00 | 00 | 00 | 05 | 05 | 05 | 05 | 05 | 05 | 05 | 05 | 05 | 05 | 05 | 05 | 05 | 05 | 05 | 05
[9 empty] | 04 | 04 | 04 | 04 | 04 | 04 | 04 | 04 | 04 | 05 | 05 | 05 | 05 | 05 | 05 | 05 | 05 | 05 | 05 | 05 | 05 | 05 | 05
[9 empty] | 03 | 03 | 03 | 03 | 03 | 03 | 03 | 03 | 03 | 04 | 04 | 04 | 04 | 04 | 04 | 04 | 04 | 04 | 04 | 04 | 04 | 04 | 04
[9 empty] | 02 | 02 | 02 | 02 | 02 | 02 | 02 | 02 | 02 | 03 | 03 | 03 | 03 | 03 | 03 | 03 | 03 | 03 | 03 | 03 | 03 | 03 | 03
[9 empty] | 01 | 01 | 01 | 01 | 01 | 01 | 01 | 01 | 01
[9 empty] | 00 | 00 | 00 | 00 | 00 | 00 | 00 | 00 | 00
| 00 | 01 | 02 | 03 | 04 | 05 | 06 | 07 | 30 | 31 | 32 | 32 | 32 | 31 | 32 | 32 | 33 | 33 | 34 | 33 | ** | ** | ** | ** | ** | ** | ** | ** | ** | ** | **
| 00 | 00 | 01 | 02 | 03 | 05 | 05 | 06 | 30 | 30 | 31 | 31 | 31 | 30 | 31 | 31 | 32 | 32 | 33 | 32 | 35 | 35 | 35 | ** | ** | ** | ** | ** | ** | ** | **
| 00 | 00 | 00 | 01 | 02 | 05 | 05 | 05 | 30 | 30 | 30 | 30 | 30 | 30 | 30 | 30 | 31 | 31 | 32 | 31 | 33 | 33 | 33 | 33 | 33 | 33 | 33 | 33 | 33 | ** | **
| 00 | 00 | 00 | 00 | 01 | 05 | 05 | 05 | 30 | 30 | 30 | 30 | 30 | 30 | 30 | 30 | 30 | 30 | 31 | 30 | 32 | 32 | 32 | 32 | 32 | 32 | 32 | 32 | 32 | ** | **
| 00 | 00 | 00 | 00 | 00 | 05 | 05 | 05 | 30 | 30 | 30 | 30 | 30 | 30 | 30 | 30 | 30 | 30 | 30 | 30 | 31 | 31 | 31 | 31 | ** | ** | ** | ** | ** | ** | **
[6 empty] | 05 | 06 | 07 | 07 | 07 | 07 | 07 | 07 | 07 | 07 | 07 | 07 | 07 | 07 | 07 | 07 | 07 | 07 | 07 | ** | ** | ** | ** | ** | ** | **
[6 empty] | 05 | 05 | 06 | 06 | 06 | 06 | 06 | 06 | 06 | 06 | 06 | 06 | 06 | 06 | 06 | 06 | 06 | 06 | 06 | ** | ** | ** | ** | ** | ** | **
[6 empty] | 05 | 05 | 05 | 05 | 05 | 05 | 05 | 05 | 05 | 05 | 05 | 05 | 05 | 05 | 05 | 05 | 05 | 05 | 05 | ** | ** | ** | ** | ** | ** | **
[6 empty] | 05 | 05 | 05 | 05 | 05 | 05 | 05 | 05 | 05 | 05 | 05 | 05 | 05 | 05 | 05 | 05 | 05 | 05 | 05 | ** | ** | ** | ** | ** | ** | **
[6 empty] | 05 | 05 | 05 | 05 | 05 | 05 | 05 | 05 | 05 | 05 | 05 | 05 | 05 | 05 | 05 | 05 | 05 | 05 | 05 | ** | ** | ** | ** | ** | ** | **
[6 empty] | 04 | 04 | 04 | 07 | 07 | 07 | 07 | 07 | 07 | 07 | 07 | 07 | 07 | 07 | 07 | 07 | 07 | 07 | 07 | ** | ** | ** | ** | ** | ** | **
[6 empty] | 03 | 03 | 03 | 06 | 06 | 06 | 06 | 06 | 06 | 06 | 06 | 06 | 06 | 06 | 06 | 06 | 06 | 06 | 06 | ** | ** | ** | ** | ** | ** | **
[6 empty] | 02 | 02 | 02 | 05 | 05 | 05 | 05 | 05 | 05 | 05 | 05 | 05 | 05 | 05 | 05 | 05 | 05 | 05 | 05 | ** | ** | ** | ** | ** | ** | **
[6 empty] | 01 | 01 | 01 | 05 | 05 | 05 | 05 | 05 | 05 | 05 | 05 | 05 | 05 | 05 | 05 | 05 | 05 | 05 | 05 | ** | ** | ** | ** | ** | ** | **
[6 empty] | 00 | 00 | 00 | 05 | 05 | 05 | 05 | 05 | 05 | 05 | 05 | 05 | 05 | 05 | 05 | 05 | 05 | 05 | 05 | ** | ** | ** | ** | ** | ** | **
[9 empty] | 04 | 04 | 04 | 04 | 04 | 04 | 04 | 04 | 04 | 05 | 05 | 05 | 05 | 05 | 05 | 05 | 05 | 05 | 05 | 05 | 05 | 05 | 05
[9 empty] | 03 | 03 | 03 | 03 | 03 | 03 | 03 | 03 | 03 | 04 | 04 | 04 | 04 | 04 | 04 | 04 | 04 | 04 | 04 | 04 | 04 | 04 | 04
[9 empty] | 02 | 02 | 02 | 02 | 02 | 02 | 02 | 02 | 02 | 03 | 03 | 03 | 03 | 03 | 03 | 03 | 03 | 03 | 03 | 03 | 03 | 03 | 03
[9 empty] | 01 | 01 | 01 | 01 | 01 | 01 | 01 | 01 | 01 | 03 | 03 | 03 | 03 | 03 | 03 | 03 | 03 | 03 | 03 | 03 | 03 | 03 | 03
[9 empty] | 00 | 00 | 00 | 00 | 00 | 00 | 00 | 00 | 00 | 03 | 03 | 03 | 03 | 03 | 03 | 03 | 03 | 03 | 03 | 03 | 03 | 03 | 03
In/Vn Rating | In = 1/5A, Vn = 100-120Vac | In = 1/5A, Vn = 100-120Vac | In = 1/5A, Vn = 100-120Vac | In = 1/5A, Vn = 100-120Vac | In = 1/5A, Vn = 100-120Vac | In = 1/5A, Vn = 100-120Vac | In = 1/5A, Vn = 100-120Vac | In = 1/5A, Vn = 100-120Vac | In = 1/5A, Vn = 100-120Vac | In = 1/5A, Vn = 100-120Vac | In = 1/5A, Vn = 100-120Vac | In = 1/5A, Vn = 100-120Vac | In = 1/5A, Vn = 100-120Vac | In = 1/5A, Vn = 100-120Vac | In = 1/5A, Vn = 100-120Vac | In = 1/5A, Vn = 100-120Vac | In = 1/5A, Vn = 100-120Vac | In = 1/5A, Vn = 100-120Vac | In = 1/5A, 4 x Vn = 100 - 120Vac, Standard Input Module, Size 8 case | In = 1/5A, Vn = 100-120Vac | In = 1/5A, 5 x Vn = 100 - 120Vac, Extended Input Module, Size 12 case | In = 1/5A, 5 x Vn = 100 - 120Vac, Extended Input Module, Size 12 case | In = 1/5A, 5 x Vn = 100 - 120Vac, Extended Input Module, Size 12 case | In = 1/5A, 5 x Vn = 100 - 120Vac, Extended Input Module, Size 12 case | In = 1/5A, 5 x Vn = 100 - 120Vac, Extended Input Module, Size 12 case | In = 1/5A, 5 x Vn = 100 - 120Vac, Extended Input Module, Size 12 case | In = 1/5A, 5 x Vn = 100 - 120Vac, Extended Input Module, Size 12 case | In = 1/5A, 5 x Vn = 100 - 120Vac, Extended Input Module, Size 12 case | In = 1/5A, 5 x Vn = 100 - 120Vac, Extended Input Module, Size 12 case | In = 1/5A, 5 x Vn = 100 - 120Vac, Extended Input Module, Size 12 case | In = 1/5A, 5 x Vn = 100 - 120Vac, Extended Input Module, Size 12 case
| In = 1/5A, Vn = 380-480Vac | In = 1/5A, Vn = 380-480Vac | In = 1/5A, Vn = 380-480Vac | In = 1/5A, Vn = 380-480Vac | In = 1/5A, Vn = 380-480Vac | In = 1/5A, Vn = 380-480Vac | In = 1/5A, Vn = 380-480Vac | In = 1/5A, Vn = 380-480Vac | In = 1/5A, Vn = 380-480Vac - Withdrawn | In = 1/5A, Vn = 380-480Vac - Withdrawn | In = 1/5A, Vn = 380-480Vac - Withdrawn | In = 1/5A, Vn = 380-480Vac - Withdrawn | In = 1/5A, Vn = 380-480Vac - Withdrawn | In = 1/5A, Vn = 380-480Vac - Withdrawn | In = 1/5A, Vn = 380-480Vac - Withdrawn | In = 1/5A, Vn = 380-480Vac - Withdrawn | In = 1/5A, Vn = 380-480Vac - Withdrawn | In = 1/5A, Vn = 380-480Vac - Withdrawn | In = 1/5A, 4 x Vn = 380 - 480Vac, Standard Input Module, Size 8 case- Withdrawn | In = 1/5A, Vn = 380-480Vac - Withdrawn | In = 1/5A, 5 x Vn = 380 - 480Vac, Extended Input Module, Size 12 case | In = 1/5A, 5 x Vn = 380 - 480Vac, Extended Input Module, Size 12 case | In = 1/5A, 5 x Vn = 380 - 480Vac, Extended Input Module, Size 12 case | In = 1/5A, 5 x Vn = 380 - 480Vac, Extended Input Module, Size 12 case | In = 1/5A, 5 x Vn = 380 - 480Vac, Extended Input Module, Size 12 case | In = 1/5A, 5 x Vn = 380 - 480Vac, Extended Input Module, Size 12 case | In = 1/5A, 5 x Vn = 380 - 480Vac, Extended Input Module, Size 12 case | In = 1/5A, 5 x Vn = 380 - 480Vac, Extended Input Module, Size 12 case | In = 1/5A, 5 x Vn = 380 - 480Vac, Extended Input Module, Size 12 case | In = 1/5A, 5 x Vn = 380 - 480Vac, Extended Input Module, Size 12 case | In = 1/5A, 5 x Vn = 380 - 480Vac, Extended Input Module, Size 12 case
| 1 | 1 | 1 | 1 | 1 | 1 | 1 | 1 | 1 | 1 | 1 | 1 | 1 | 1 | 1 | 1 | 1 | 1 | 1 | 1 | 3 | 3 | 3 | 3 | 3 | 3 | 3 | 3 | 3 | 3 | 3
| 2 | 2 | 2 | 2 | 2 | 2 | 2 | 2 | ** | ** | ** | ** | ** | ** | ** | ** | ** | ** | ** | ** | 4 | 4 | 4 | 4 | 4 | 4 | 4 | 4 | 4 | 4 | 4
Product Specific | Nothing | Nothing | Nothing | Nothing | Nothing | Size 8 Case, No Option (8 Optos + 7 Relays) | Size 8 Case, No Option (8 Optos + 7 Relays) | Size 8 Case, No Option (8 Optos + 7 Relays) | Size 8 Case, No Option (8 Optos + 7 Relays) | Size 8 Case, No Option (8 Optos + 7 Relays) | Size 8 Case, No Option (8 Optos + 7 Relays) | Size 8 Case, No Option (8 Optos + 7 Relays) | Size 8 Case, No Option (8 Optos + 7 Relays) | Size 8 Case, No Option (8 Optos + 7 Relays) | Size 8 Case, No Option (8 Optos + 7 Relays) | Size 8 Case, No Option (8 Optos + 7 Relays) | Size 8 Case, No Option (8 Optos + 7 Relays) | Size 8 Case, No Option (8 Optos + 7 Relays) | Size 8 Case, No Option (8 Optos + 7 Relays) | Size 8 Case, No Option (8 Optos + 7 Relays) | 40TE Case, 8 Opto Inputs + 7 Relay Outputs | 40TE Case, 8 Opto Inputs + 7 Relay Outputs + CLIO | 40TE Case, 8 Opto Inputs + 7 Relay Outputs | 40TE Case, 8 Opto Inputs + 7 Relay Outputs | 40TE Case, 8 Opto Inputs + 7 Relay Outputs | 40TE Case, 8 Opto Inputs + 7 Relay Outputs + CLIO | 40TE Case, 8 Opto Inputs + 7 Relay Outputs | 40TE Case, 8 Opto Inputs + 7 Relay Outputs + CLIO | 40TE Case, 8 Opto Inputs + 7 Relay Outputs + CLIO | 40TE Case, 8 Opto Inputs + 7 Relay Outputs + CLIO | 40TE Case, 8 Opto Inputs + 7 Relay Outputs
[6 empty] | Size 8 Case, 8 Optos + 7 Relays + CLIO (Not Available) | Size 8 Case, 8 Optos + 7 Relays + CLIO (Not Available) | Size 8 Case, 8 Optos + 7 Relays + CLIO | Size 8 Case, 8 Optos + 7 Relays + CLIO | Size 8 Case, 8 Optos + 7 Relays + CLIO | Size 8 Case, 8 Optos + 7 Relays + CLIO | Size 8 Case, 8 Optos + 7 Relays + CLIO | Size 8 Case, 8 Optos + 7 Relays + CLIO | Size 8 Case, 8 Optos + 7 Relays + CLIO | Size 8 Case, 8 Optos + 7 Relays + CLIO | Size 8 Case, 8 Optos + 7 Relays + CLIO | Size 8 Case, 8 Optos + 7 Relays + CLIO | Size 8 Case, 8 Optos + 7 Relays + CLIO | Size 8 Case, 8 Optos + 7 Relays + CLIO | Size 8 Case, 8 Optos + 7 Relays + CLIO | 40TE Case, 8 Opto Inputs + 7 Relay Outputs + CLIO | 60TE Case, 16 Opto Inputs + 16 Relay Outputs + CLIO | 40TE Case, 8 Opto Inputs + 7 Relay Outputs + CLIO | 40TE Case, 8 Opto Inputs + 7 Relay Outputs + CLIO | 40TE Case, 8 Opto Inputs + 7 Relay Outputs + CLIO | 60TE Case, 16 Opto Inputs + 16 Relay Outputs + CLIO | 40TE Case, 8 Opto Inputs + 7 Relay Outputs + CLIO | 60TE Case, 16 Opto Inputs + 16 Relay Outputs + CLIO | 60TE Case, 16 Opto Inputs + 16 Relay Outputs + CLIO | 60TE Case, 16 Opto Inputs + 16 Relay Outputs + CLIO | 40TE Case, 8 Opto Inputs + 7 Relay Outputs + CLIO
[6 empty] | Size 8 Case, 16 Optos + 7 Relays | Size 8 Case, 16 Optos + 7 Relays | Size 8 Case, 16 Optos + 7 Relays | Size 8 Case, 16 Optos + 7 Relays | Size 8 Case, 16 Optos + 7 Relays | Size 8 Case, 16 Optos + 7 Relays | Size 8 Case, 16 Optos + 7 Relays | Size 8 Case, 16 Optos + 7 Relays | Size 8 Case, 16 Optos + 7 Relays | Size 8 Case, 16 Optos + 7 Relays | Size 8 Case, 16 Optos + 7 Relays | Size 8 Case, 16 Optos + 7 Relays | Size 8 Case, 16 Optos + 7 Relays | Size 8 Case, 16 Optos + 7 Relays | Size 8 Case, 16 Optos + 7 Relays | 40TE Case, 16 Opto Inputs + 7 Relay Outputs |  | 40TE Case, 16 Opto Inputs + 7 Relay Outputs | 40TE Case, 16 Opto Inputs + 7 Relay Outputs | 40TE Case, 16 Opto Inputs + 7 Relay Outputs |  | 40TE Case, 16 Opto Inputs + 7 Relay Outputs |  |  |  | 40TE Case, 16 Opto Inputs + 7 Relay Outputs
[6 empty] | Size 8 Case, 8 Optos + 15 Relays | Size 8 Case, 8 Optos + 15 Relays | Size 8 Case, 8 Optos + 15 Relays | Size 8 Case, 8 Optos + 15 Relays | Size 8 Case, 8 Optos + 15 Relays | Size 8 Case, 8 Optos + 15 Relays | Size 8 Case, 8 Optos + 15 Relays | Size 8 Case, 8 Optos + 15 Relays | Size 8 Case, 8 Optos + 15 Relays | Size 8 Case, 8 Optos + 15 Relays | Size 8 Case, 8 Optos + 15 Relays | Size 8 Case, 8 Optos + 15 Relays | Size 8 Case, 8 Optos + 15 Relays | Size 8 Case, 8 Optos + 15 Relays | Size 8 Case, 8 Optos + 15 Relays | 40TE Case, 8 Opto Inputs + 15 Relay Outputs |  | 40TE Case, 8 Opto Inputs + 15 Relay Outputs | 40TE Case, 8 Opto Inputs + 15 Relay Outputs | 40TE Case, 8 Opto Inputs + 15 Relay Outputs |  | 40TE Case, 8 Opto Inputs + 15 Relay Outputs |  |  |  | 40TE Case, 8 Opto Inputs + 15 Relay Outputs
[6 empty] | Size 8 Case, 12 Optos + 11 Relays | Size 8 Case, 12 Optos + 11 Relays | Size 8 Case, 12 Optos + 11 Relays | Size 8 Case, 12 Optos + 11 Relays | Size 8 Case, 12 Optos + 11 Relays | Size 8 Case, 12 Optos + 11 Relays | Size 8 Case, 12 Optos + 11 Relays | Size 8 Case, 12 Optos + 11 Relays | Size 8 Case, 12 Optos + 11 Relays | Size 8 Case, 12 Optos + 11 Relays | Size 8 Case, 12 Optos + 11 Relays | Size 8 Case, 12 Optos + 11 Relays | Size 8 Case, 12 Optos + 11 Relays | Size 8 Case, 12 Optos + 11 Relays | Size 8 Case, 12 Optos + 11 Relays | 40TE Case, 12 Opto Inputs + 11 Relay Outputs |  | 40TE Case, 12 Opto Inputs + 11 Relay Outputs | 40TE Case, 12 Opto Inputs + 11 Relay Outputs | 40TE Case, 12 Opto Inputs + 11 Relay Outputs |  | 40TE Case, 12 Opto Inputs + 11 Relay Outputs |  |  |  | 40TE Case, 12 Opto Inputs + 11 Relay Outputs
[12 empty] | Size 8 Case, 8 Optos + 11 Relays (Including 4 High Break) | Size 8 Case, 8 Optos + 11 Relays (Including 4 High Break) | Size 8 Case, 8 Optos + 11 Relays (Including 4 High Break) | Size 8 Case, 8 Optos + 11 Relays (Including 4 High Break) | Size 8 Case, 8 Optos + 11 Relays (Including 4 High Break) | Size 8 Case, 8 Optos + 11 Relays (Including 4 High Break) | Size 8 Case, 8 Optos + 11 Relays (Including 4 High Break) | Size 12 Case, 16 Optos + 16 Relays | Size 8 Case, 8 Optos + 11 Relays (Including 4 High Break) | 60TE Case, 16 Opto Inputs + 16 Relay Outputs |  | 60TE Case, 16 Opto Inputs + 16 Relay Outputs | 60TE Case, 16 Opto Inputs + 16 Relay Outputs | 60TE Case, 16 Opto Inputs + 16 Relay Outputs |  | 60TE Case, 16 Opto Inputs + 16 Relay Outputs |  |  |  | 60TE Case, 16 Opto Inputs + 16 Relay Outputs
[19 empty] | Size 12 Case, 16 Optos + 16 Relays + CLIO |  | 60TE Case, 16 Opto Inputs + 16 Relay Outputs + CLIO |  | 60TE Case, 16 Opto Inputs + 16 Relay Outputs + CLIO | 60TE Case, 16 Opto Inputs + 16 Relay Outputs + CLIO | 60TE Case, 16 Opto Inputs + 16 Relay Outputs + CLIO |  | 60TE Case, 16 Opto Inputs + 16 Relay Outputs + CLIO |  |  |  | 60TE Case, 16 Opto Inputs + 16 Relay Outputs + CLIO
[19 empty] | Size 12 Case, 24 Optos + 16 Relays |  | 60TE Case, 24 Opto Inputs + 16 Relay Outputs |  | 60TE Case, 24 Opto Inputs + 16 Relay Outputs | 60TE Case, 24 Opto Inputs + 16 Relay Outputs | 60TE Case, 24 Opto Inputs + 16 Relay Outputs |  | 60TE Case, 24 Opto Inputs + 16 Relay Outputs |  |  |  | 60TE Case, 24 Opto Inputs + 16 Relay Outputs
[19 empty] | Size 12 Case, 16 Optos + 24 relays |  | 60TE Case, 16 Opto Inputs + 24 Relay Outputs |  | 60TE Case, 16 Opto Inputs + 24 Relay Outputs | 60TE Case, 16 Opto Inputs + 24 Relay Outputs | 60TE Case, 16 Opto Inputs + 24 Relay Outputs |  | 60TE Case, 16 Opto Inputs + 24 Relay Outputs |  |  |  | 60TE Case, 16 Opto Inputs + 24 Relay Outputs
[19 empty] | Size 8 Case, 8 Optos + 7 Relays + 4 High Break |  | 40TE Case, 8 Opto Inputs + 11 Relay Outputs (4 High Break) |  | 40TE Case, 8 Opto Inputs + 11 Relay Outputs (4 High Break) | 40TE Case, 8 Opto Inputs + 11 Relay Outputs (4 High Break) | 40TE Case, 8 Opto Inputs + 11 Relay Outputs (4 High Break) |  | 40TE Case, 8 Opto Inputs + 11 Relay Outputs (4 High Break) |  |  |  | 40TE Case, 8 Opto Inputs + 11 Relay Outputs (4 High Break)
[19 empty] | Size 12 Case, 16 Optos + 16 relays + 4 High Breaks |  | 60TE Case, 16 Opto Inputs + 20 Relay Outputs (4 High Break) |  | 60TE Case, 16 Opto Inputs + 20 Relay Outputs (4 High Break) | 60TE Case, 16 Opto Inputs + 20 Relay Outputs (4 High Break) | 60TE Case, 16 Opto Inputs + 20 Relay Outputs (4 High Break) |  | 60TE Case, 16 Opto Inputs + 20 Relay Outputs (4 High Break) |  |  |  | 60TE Case, 16 Opto Inputs + 20 Relay Outputs (4 High Break)
| A | A | A | A | A | A | A | A | A | A | A | A | A | A | A | A | A | A | A | A | A | B | A | A | A | B | A | B | B | B | A
| A | A | A | A | A | * | * | B | B | B | B | B | B | B | B | B | B | B | B | B | B | G | B | B | B | G | B | G | G | G | B
| A | A | A | A | A | C | C | C | C | C | C | C | C | C | C | C | C | C | C | C | C | G | C | C | C | G | C | G | G | G | C
| A | A | A | A | A | D | D | D | D | D | D | D | D | D | D | D | D | D | D | D | D | G | D | D | D | G | D | G | G | G | D
| A | A | A | A | A | E | E | E | E | E | E | E | E | E | E | E | E | E | E | E | E | G | E | E | E | G | E | G | G | G | E
| A | A | A | A | A | E | E | E | E | E | E | K | K | K | K | K | K | K | F | K | F | G | F | F | F | G | F | G | G | G | F
| A | A | A | A | A | E | E | E | E | E | E | E | E | E | E | E | E | E | G | E | G | G | G | G | G | G | G | G | G | G | G
| A | A | A | A | A | E | E | E | E | E | E | E | E | E | E | E | E | E | H | E | H | G | H | H | H | G | H | G | G | G | H
| A | A | A | A | A | E | E | E | E | E | E | E | E | E | E | E | E | E | J | E | J | G | J | J | J | G | J | G | G | G | J
| A | A | A | A | A | E | E | E | E | E | E | E | E | E | E | E | E | E | K | E | K | G | K | K | K | G | K | G | G | G | K
| A | A | A | A | A | E | E | E | E | E | E | E | E | E | E | E | E | E | L | E | L | G | L | L | L | G | L | G | G | G | L
| A | A | A | A | A | E | E | E | E | E | E | E | E | E | E | E | E | E | L | E | L | G | L | L | L | G | L | G | G | G | L
| A | A | A | A | A | E | E | E | E | E | E | E | E | E | E | E | E | E | L | E | L | G | L | L | L | G | L | G | G | G | L
| A | A | A | A | A | E | E | E | E | E | E | E | E | E | E | E | E | E | L | E | L | G | L | L | L | G | L | G | G | G | L
| A | A | A | A | A | E | E | E | E | E | E | E | E | E | E | E | E | E | L | E | L | G | L | L | L | G | L | G | G | G | L
Hardware Options | Standard - None | Standard - None | Standard - None | Standard - None | Standard - None | Standard - None | Standard - None | Standard - None | Standard - None | Standard - None | Standard - None | Standard - None | Standard - None | Standard - None | Standard - None | Standard - None | Standard - None | Standard - None | Standard - None | Standard - None | Standard - None | Standard - None | Standard - None | Standard - None | Standard - None | Standard - None | Standard - None | Standard - None | Standard - None | Standard - None | Standard - None
| IRIG-B Only | IRIG-B Only | IRIG-B Only | IRIG-B Only | IRIG-B Only | IRIG-B Only | IRIG-B Only | IRIG-B Only | IRIG-B Only | IRIG-B Only | IRIG-B Only | IRIG-B Only | IRIG-B Only (modulated) | IRIG-B Only (modulated) | IRIG-B Only | IRIG-B Only (modulated) | IRIG-B Only (modulated) | IRIG-B Only (modulated) | IRIG-B Only (modulated) | IRIG-B Only (modulated) | IRIG-B Only (modulated) | IRIG-B Only (modulated) | IRIG-B Only (modulated) | IRIG-B Only (modulated) | IRIG-B Only (modulated) | IRIG-B Only (modulated) | IRIG-B Only (modulated) | IRIG-B Only (modulated) | IRIG-B Only (modulated) | IRIG-B Only (modulated) | IRIG-B Only (modulated)
| IRIG-B & Fibre Optic Converter | IRIG-B & Fibre Optic Converter | IRIG-B & Fibre Optic Converter | IRIG-B & Fibre Optic Converter | IRIG-B & Fibre Optic Converter | IRIG-B & Fibre Optic Converter | IRIG-B & Fibre Optic Converter | IRIG-B & Fibre Optic Converter | IRIG-B & Fibre Optic Converter | IRIG-B & Fibre Optic Converter | IRIG-B & Fibre Optic Converter | IRIG-B & Fibre Optic Converter | IRIG-B (modulated) & Fibre Optic Converter | IRIG-B (modulated) & Fibre Optic Converter | IRIG-B & Fibre Optic Converter | IRIG-B (modulated) & Fibre Optic Converter | IRIG-B (modulated) & Fibre Optic Converter | IRIG-B (modulated) & Fibre Optic Converter | IRIG-B (modulated) & Fibre Optic Converter | IRIG-B (modulated) & Fibre Optic Converter | IRIG-B (modulated) & Fibre Optic Converter | IRIG-B (modulated) & Fibre Optic Converter | IRIG-B (modulated) & Fibre Optic Converter | IRIG-B (modulated) & Fibre Optic Converter | IRIG-B (modulated) & Fibre Optic Converter | IRIG-B (modulated) & Fibre Optic Converter | IRIG-B (modulated) & Fibre Optic Converter | IRIG-B (modulated) & Fibre Optic Converter | IRIG-B (modulated) & Fibre Optic Converter | IRIG-B (modulated) & Fibre Optic Converter | IRIG-B (modulated) & Fibre Optic Converter
[6 empty] | 2nd Rear Comms | 2nd Rear Comms | 2nd Rear Comms | 2nd Rear Comms | 2nd Rear Comms | 2nd Rear Comms | 2nd Rear Comms | Ethernet (100Mbit/s) | Ethernet (100Mbit/s) | 2nd Rear Comms | Ethernet (100Mbit/s) | Ethernet (100Mbit/s) | Ethernet (100Mbit/s) | Ethernet (100Mbit/s) | Ethernet (100Mbit/s) | Ethernet (100Mbit/s) | Ethernet (100Mbit/s) | Ethernet (100Mbit/s) | Ethernet (100Mbit/s) | Ethernet (100Mbit/s) | Ethernet (100Mbit/s) | Ethernet (100Mbit/s) | Ethernet (100Mbit/s) | Ethernet (100Mbit/s) | Ethernet (100Mbit/s) | Ethernet (100Mbit/s)
[6 empty] | IRIG-B & 2nd Rear Comms | IRIG-B & 2nd Rear Comms | IRIG-B & 2nd Rear Comms | IRIG-B & 2nd Rear Comms | IRIG-B & 2nd Rear Comms | IRIG-B & 2nd Rear Comms | IRIG-B & 2nd Rear Comms | 2nd Rear Comms | 2nd Rear Comms | IRIG-B & 2nd Rear Comms | 2nd Rear Comms | 2nd Rear Comms | 2nd Rear Comms | 2nd Rear Comms | 2nd Rear Comms | 2nd Rear Comms | 2nd Rear Comms | 2nd Rear Comms | 2nd Rear Comms | 2nd Rear Comms | 2nd Rear Comms | 2nd Rear Comms | 2nd Rear Comms | 2nd Rear Comms | 2nd Rear Comms | 2nd Rear Comms
[13 empty] | IRIG-B (modulated) & 2nd Rear Comms | IRIG-B (modulated) & 2nd Rear Comms |  | IRIG-B (modulated) & 2nd Rear Comms | IRIG-B (modulated) & 2nd Rear Comms | IRIG-B (modulated) & 2nd Rear Comms | IRIG-B (modulated) & 2nd Rear Comms | IRIG-B (modulated) & 2nd Rear Comms | IRIG-B (modulated) & 2nd Rear Comms | IRIG-B (modulated) & 2nd Rear Comms | IRIG-B (modulated) & 2nd Rear Comms | IRIG-B (modulated) & 2nd Rear Comms | IRIG-B (modulated) & 2nd Rear Comms | IRIG-B (modulated) & 2nd Rear Comms | IRIG-B (modulated) & 2nd Rear Comms | IRIG-B (modulated) & 2nd Rear Comms | IRIG-B (modulated) & 2nd Rear Comms | IRIG-B (modulated) & 2nd Rear Comms | IRIG-B (modulated) & 2nd Rear Comms
[13 empty] | Ethernet (100Mbit/s) plus IRIG-B (modulated) | Ethernet (100Mbit/s) plus IRIG-B (modulated) |  | Ethernet (100Mbit/s) plus IRIG-B (modulated) | Ethernet (100Mbit/s) plus IRIG-B (modulated) | Ethernet (100Mbit/s) plus IRIG-B (modulated) | Ethernet (100Mbit/s) plus IRIG-B (modulated) | Ethernet (100Mbit/s) plus IRIG-B (modulated) | Ethernet (100Mbit/s) plus IRIG-B (modulated) | Ethernet (100Mbit/s) plus IRIG-B (modulated) | Ethernet (100Mbit/s) plus IRIG-B (modulated) | Ethernet (100Mbit/s) plus IRIG-B (modulated) | Ethernet (100Mbit/s) plus IRIG-B (modulated) | Ethernet (100Mbit/s) plus IRIG-B (modulated) | Ethernet (100Mbit/s) plus IRIG-B (modulated) | Ethernet (100Mbit/s) plus IRIG-B (modulated) | Ethernet (100Mbit/s) plus IRIG-B (modulated) | Ethernet (100Mbit/s) plus IRIG-B (modulated) | Ethernet (100Mbit/s) plus IRIG-B (modulated)
[13 empty] | Ethernet (100Mbit/s) plus IRIG-B (un-modulated) | Ethernet (100Mbit/s) plus IRIG-B (un-modulated) |  | Ethernet (100Mbit/s) plus IRIG-B (un-modulated) | Ethernet (100Mbit/s) plus IRIG-B (un-modulated) | Ethernet (100Mbit/s) plus IRIG-B (un-modulated) | Ethernet (100Mbit/s) plus IRIG-B (un-modulated) | Ethernet (100Mbit/s) plus IRIG-B (un-modulated) | Ethernet (100Mbit/s) plus IRIG-B (un-modulated) | Ethernet (100Mbit/s) plus IRIG-B (un-modulated) | Ethernet (100Mbit/s) plus IRIG-B (un-modulated) | Ethernet (100Mbit/s) plus IRIG-B (un-modulated) | Ethernet (100Mbit/s) plus IRIG-B (un-modulated) | Ethernet (100Mbit/s) plus IRIG-B (un-modulated) | Ethernet (100Mbit/s) plus IRIG-B (un-modulated) | Ethernet (100Mbit/s) plus IRIG-B (un-modulated) | Ethernet (100Mbit/s) plus IRIG-B (un-modulated) | Ethernet (100Mbit/s) plus IRIG-B (un-modulated) | Ethernet (100Mbit/s) plus IRIG-B (un-modulated)
[13 empty] | IRIG-B (un-modulated) | IRIG-B (un-modulated) |  | IRIG-B (un-modulated) | IRIG-B (un-modulated) | IRIG-B (un-modulated) | IRIG-B (un-modulated) | IRIG-B (un-modulated) | IRIG-B (un-modulated) | IRIG-B (un-modulated) | IRIG-B (un-modulated) - Withdrawn | IRIG-B (un-modulated) - Withdrawn | IRIG-B (un-modulated) - Withdrawn | IRIG-B (un-modulated) - Withdrawn | IRIG-B (un-modulated) - Withdrawn | IRIG-B (un-modulated) - Withdrawn | IRIG-B (un-modulated) - Withdrawn | IRIG-B (un-modulated) - Withdrawn | IRIG-B (un-modulated) - Withdrawn
[21 empty] | Redundant Ethernet Self-Healing Ring, 2 multi-mode fibre ports + IRIG-B (un-modulated) | Redundant Ethernet Self-Healing Ring, 2 multi-mode fibre ports + IRIG-B (un-modulated) | Redundant Ethernet Self-Healing Ring, 2 multi-mode fibre ports + IRIG-B (un-modulated) | Redundant Ethernet Self-Healing Ring, 2 multi-mode fibre ports + IRIG-B (un-modulated) | Redundant Ethernet Self-Healing Ring, 2 multi-mode fibre ports + IRIG-B (un-modulated) | Redundant Ethernet Self-Healing Ring, 2 multi-mode fibre ports + IRIG-B (un-modulated) | Redundant Ethernet RSTP, 2 multi-mode fibre ports + IRIG-B (modulated) | Redundant Ethernet RSTP, 2 multi-mode fibre ports + IRIG-B (modulated) | Redundant Ethernet RSTP, 2 multi-mode fibre ports + IRIG-B (modulated) | Redundant Ethernet RSTP, 2 multi-mode fibre ports + IRIG-B (modulated) | Redundant Ethernet RSTP, 2 multi-mode fibre ports + IRIG-B (modulated)
| 1 | 1 | 1 | 1 | 1 | 1 | 1 | 1 | 1 | 1 | 1 | 1 | 1 | 1 | 1 | 1 | 1 | 1 | 1 | 1 | 1 | 1 | 1 | 1 | 1 | 1 | 1 | 1 | 1 | 1 | 1
| 2 | 2 | 2 | 2 | 2 | 2 | 2 | 2 | 2 | 2 | 2 | 2 | 2 | 2 | 2 | 2 | 2 | 2 | 2 | 2 | 2 | 2 | 2 | 2 | 2 | 2 | 2 | 2 | 2 | 2 | 2
| 4 | 4 | 4 | 4 | 4 | 4 | 4 | 4 | 4 | 4 | 4 | 4 | 4 | 4 | 4 | 4 | 4 | 4 | 4 | 4 | 4 | 4 | 4 | 4 | 4 | 4 | 4 | 4 | 4 | 4 | 4
| 4 | 4 | 4 | 4 | 4 | 7 | 7 | 7 | 7 | 7 | 7 | 7 | 6 | 6 | 7 | 6 | 6 | 6 | 6 | 6 | 6 | 6 | 6 | 6 | 6 | 6 | 6 | 6 | 6 | 6 | 6
| 4 | 4 | 4 | 4 | 4 | 8 | 8 | 8 | 8 | 8 | 8 | 8 | 7 | 7 | 8 | 7 | 7 | 7 | 7 | 7 | 7 | 7 | 7 | 7 | 7 | 7 | 7 | 7 | 7 | 7 | 7
| 4 | 4 | 4 | 4 | 4 | 8 | 8 | 8 | 8 | 8 | 8 | 8 | 8 | 8 | 8 | 8 | 8 | 8 | 8 | 8 | 8 | 8 | 8 | 8 | 8 | 8 | 8 | 8 | 8 | 8 | 8
| 4 | 4 | 4 | 4 | 4 | 8 | 8 | 8 | 8 | 8 | 8 | 8 | A | A | 8 | A | A | A | A | A | A | A | A | A | A | A | A | A | A | A | A
| 4 | 4 | 4 | 4 | 4 | 8 | 8 | 8 | 8 | 8 | 8 | 8 | B | B | 8 | B | B | B | B | B | B | B | B | B | B | B | B | B | B | B | B
| 4 | 4 | 4 | 4 | 4 | 8 | 8 | 8 | 8 | 8 | 8 | 8 | C | C | 8 | C | C | C | C | C | C | C | * | * | * | * | * | * | * | * | *
| 4 | 4 | 4 | 4 | 4 | 8 | 8 | 8 | 8 | 8 | 8 | 8 | C | C | 8 | C | C | C | C | C | H | H | H | H | H | H | J | J | J | J | J
| 4 | 4 | 4 | 4 | 4 | 8 | 8 | 8 | 8 | 8 | 8 | 8 | C | C | 8 | C | C | C | C | C | H | H | H | H | H | H | J | J | J | J | J
| 4 | 4 | 4 | 4 | 4 | 8 | 8 | 8 | 8 | 8 | 8 | 8 | C | C | 8 | C | C | C | C | C | H | H | H | H | H | H | J | J | J |  | J
FO Protocol | IEC870 | IEC870 | IEC870 | IEC870 | IEC870 | IEC870 | IEC870 | IEC870 | K-Bus | K-Bus | K-Bus | K-Bus | K-Bus | K-Bus | K-Bus | K-Bus | K-Bus | K-Bus | 2 | K-Bus | K-Bus | K-Bus | K-Bus | K-Bus | K-Bus | K-Bus | K-Bus | K-Bus | K-Bus | K-Bus | K-Bus
[9 empty] | Modbus | Modbus | Modbus | Modbus | Modbus | Modbus | Modbus | Modbus | Modbus | Modbus | Modbus | Modbus | Modbus | Modbus | Modbus | Modbus | Modbus | Modbus | Modbus | Modbus | Modbus | Modbus | Modbus
[9 empty] | IEC870 | IEC870 | IEC870 | IEC870 | IEC870 | IEC870 | IEC870 | IEC870 | IEC870 | IEC870 | IEC870 | IEC870 | IEC870 | IEC870 | IEC870 | IEC870 | IEC870 | IEC870 | IEC870 | IEC870 | IEC870 | IEC870 | IEC870
[9 empty] | DNP3.0 | DNP3.0 | DNP3.0 | DNP3.0 | DNP3.0 | DNP3.0 | DNP3.0 | DNP3.0 | DNP3.0 | DNP3.0 | DNP3.0 | DNP3.0 | DNP3.0 | DNP3.0 | DNP3.0 | DNP3.0 | DNP3.0 | DNP3.0 | DNP3.0 | DNP3.0 | DNP3.0 | DNP3.0 | DNP3.0
| 3 | 3 | 3 | 3 | 3 | 3 | 3 | 3 | 1 | 1 | 1 | 1 | 1 | 1 | 1 | 1 | 1 | 1 | 1 | 1 | 1 | 1 | 1 | 1 | 1 | 1 | 1 | 1 | 1 | 1 | 1
| 3 | 3 | 3 | 3 | 3 | 3 | 3 | 3 | 2 | 2 | 2 | 2 | 2 | 2 | 2 | 2 | 2 | 2 | 2 | 2 | 2 | 2 | 2 | 2 | 2 | 2 | 2 | 2 | 2 | 2 | 2
| 3 | 3 | 3 | 3 | 3 | 3 | 3 | 3 | 3 | 3 | 3 | 3 | 3 | 3 | 3 | 3 | 3 | 3 | 3 | 3 | 3 | 3 | 3 | 3 | 3 | 3 | 3 | 3 | 3 | 3 | 3
| 3 | 3 | 3 | 3 | 3 | 3 | 3 | 3 | 4 | 4 | 4 | 4 | 4 | 4 | 4 | 4 | 4 | 4 | 4 | 4 | 4 | 4 | 4 | 4 | 4 | 4 | 4 | 4 | 4 | 4 | 4
[18 empty] | 2 | In = 1/5A, 5 x Vn = 100 - 120Vac, Extended Input Module, Size 12 case | 2 | 2 | 2 | 2 | 2 | 2 | 2 | 2 | 2 | 2 | 2 | 2
[18 empty] | 2 | In = 1/5A, 5 x Vn = 380 - 480Vac, Standard Input Module, Size 12 case | 2 | 2 | 2 | 2 | 2 | 2 | 2 | 2 | 2 | 2 | 2 | 2
[18 empty] | 2 | 3 | 2 | 2 | 2 | 2 | 2 | 2 | 2 | 2 | 2 | 2 | 2 | 2
[18 empty] | 2 | 4 | 2 | 2 | 2 | 2 | 2 | 2 | 2 | 2 | 2 | 2 | 2 | 2
[21 empty] | Redundant Ethernet RSTP, 2 multi-mode fibre ports + IRIG-B (modulated) | Redundant Ethernet RSTP, 2 multi-mode fibre ports + IRIG-B (modulated) | Redundant Ethernet RSTP, 2 multi-mode fibre ports + IRIG-B (modulated) | Redundant Ethernet RSTP, 2 multi-mode fibre ports + IRIG-B (modulated) | Redundant Ethernet RSTP, 2 multi-mode fibre ports + IRIG-B (modulated) | Redundant Ethernet RSTP, 2 multi-mode fibre ports + IRIG-B (modulated) | Redundant Ethernet RSTP, 2 multi-mode fibre ports + IRIG-B (un-modulated) | Redundant Ethernet RSTP, 2 multi-mode fibre ports + IRIG-B (un-modulated) | Redundant Ethernet RSTP, 2 multi-mode fibre ports + IRIG-B (un-modulated) | Redundant Ethernet RSTP, 2 multi-mode fibre ports + IRIG-B (un-modulated) | Redundant Ethernet RSTP, 2 multi-mode fibre ports + IRIG-B (un-modulated)
[21 empty] | Redundant Ethernet RSTP, 2 multi-mode fibre ports + IRIG-B (un-modulated) | Redundant Ethernet RSTP, 2 multi-mode fibre ports + IRIG-B (un-modulated) | Redundant Ethernet RSTP, 2 multi-mode fibre ports + IRIG-B (un-modulated) | Redundant Ethernet RSTP, 2 multi-mode fibre ports + IRIG-B (un-modulated) | Redundant Ethernet RSTP, 2 multi-mode fibre ports + IRIG-B (un-modulated) | Redundant Ethernet RSTP, 2 multi-mode fibre ports + IRIG-B (un-modulated) | Redundant Ethernet PRP/HSR, 2 multi-mode fibre ports + IRIG-B (modulated) | Redundant Ethernet PRP/HSR, 2 multi-mode fibre ports + IRIG-B (modulated) | Redundant Ethernet PRP/HSR, 2 multi-mode fibre ports + IRIG-B (modulated) | Redundant Ethernet PRP/HSR, 2 multi-mode fibre ports + IRIG-B (modulated) | Redundant Ethernet PRP/HSR, 2 multi-mode fibre ports + IRIG-B (modulated)
[21 empty] | Redundant Ethernet Dual-Homing Star, 2 multi-mode fibre ports + IRIG-B (un-modulated) | Redundant Ethernet Dual-Homing Star, 2 multi-mode fibre ports + IRIG-B (un-modulated) | Redundant Ethernet Dual-Homing Star, 2 multi-mode fibre ports + IRIG-B (un-modulated) | Redundant Ethernet Dual-Homing Star, 2 multi-mode fibre ports + IRIG-B (un-modulated) | Redundant Ethernet PRP/HSR, 2 multi-mode fibre ports + IRIG-B (modulated) | Redundant Ethernet PRP/HSR, 2 multi-mode fibre ports + IRIG-B (modulated) | Redundant Ethernet PRP/HSR, 2 multi-mode fibre ports + IRIG-B (un-modulated) | Redundant Ethernet PRP/HSR, 2 multi-mode fibre ports + IRIG-B (un-modulated) | Redundant Ethernet PRP/HSR, 2 multi-mode fibre ports + IRIG-B (un-modulated) | Redundant Ethernet PRP/HSR, 2 multi-mode fibre ports + IRIG-B (un-modulated) | Redundant Ethernet PRP/HSR, 2 multi-mode fibre ports + IRIG-B (un-modulated)
[24 empty] | Redundant Ethernet PRP/HSR, 2 multi-mode fibre ports + IRIG-B (modulated) | Redundant Ethernet PRP/HSR, 2 multi-mode fibre ports + IRIG-B (un-modulated) | Redundant Ethernet PRP/HSR, 2 multi-mode fibre ports + IRIG-B (un-modulated)
Redundant Ethernet PRP/HSR, 2 multi-mode fibre ports + IRIG-B (un-modulated)
| 4 | 4 | 4 | 4 | 4 | 8 | 8 | 8 | 8 | 8 | 8 | 8 | C | C | 8 | C | C | C | C | C | J | J | J | J | J | J | K | K | K | K | K
| 4 | 4 | 4 | 4 | 4 | 8 | 8 | 8 | 8 | 8 | 8 | 8 | C | C | 8 | C | C | C | C | C | K | K | K | K | K | K | N | N | N | N | N
| 4 | 4 | 4 | 4 | 4 | 8 | 8 | 8 | 8 | 8 | 8 | 8 | C | C | 8 | C | C | C | C | C | M | M | M | M | N | N | P | P | P | P | P
| 4 | 4 | 4 | 4 | 4 | 8 | 8 | 8 | 8 | 8 | 8 | 8 | C | C | 8 | C | C | C | C | C | M | M | M | N | P | P | P | P | P | P | P
| 4 | 4 | 4 | 4 | 4 | 8 | 8 | 8 | 8 | 8 | 8 | 8 | C | C | 8 | C | C | C | C | C | M | M | M | P | P | P | P | P | P | P | P
| 4 | 4 | 4 | 4 | 4 | 8 | 8 | 8 | 8 | 8 | 8 | 8 | C | C | 8 | C | C | C | C | C | M | M | M | P | P | P | P | P | P | P | P
| 4 | 4 | 4 | 4 | 4 | 8 | 8 | 8 | 8 | 8 | 8 | 8 | C | C | 8 | C | C | C | C | C | M | M | M | P | P | P | P | P | P | P | P
| 4 | 4 | 4 | 4 | 4 | 8 | 8 | 8 | 8 | 8 | 8 | 8 | C | C | 8 | C | C | C | C | C | M | M | M | P | P | P | P | P | P | P | P
| 00 | 00 | 00 | 00 | 00 | 05 | 05 | 05 | 30 | 30 | 30 | 30 | 30 | 30 | 30 | 30 | 30 | 30 | 30 | 30 | 30 | 30 | 30 | 30 - Withdrawn | 30 - Withdrawn | 30 - Withdrawn | 30 - Withdrawn | 30 - Withdrawn | 30 - Withdrawn | 30 - Withdrawn | 30 - Withdrawn
| 00 | 00 | 00 | 00 | 00 | 05 | 05 | 05 | 30 | 30 | 30 | 30 | 30 | 30 | 30 | 30 | 30 | 30 | 30 | 30 | 30 | 30 | 30 | ** | ** | ** | ** | ** | ** | ** | **
| 71 - Withdrawn | 71 - Withdrawn | 71 - Withdrawn | 71 - Withdrawn | 71 - Withdrawn | 71 - Withdrawn | 71 - Withdrawn | 71 - Withdrawn | 71 - Withdrawn | 71 - Withdrawn | 71 - Withdrawn | 71 - Withdrawn | 71 - Withdrawn | 71 - Withdrawn | 71 - Withdrawn | 71 - Withdrawn | 71 - Withdrawn | 71 - Withdrawn | 71 - Withdrawn | 71 - Withdrawn | 71 - Withdrawn | 71 - Withdrawn | 71 - Withdrawn | 71 - Withdrawn | 71 - Withdrawn | 71 - Withdrawn | 71 - Withdrawn | 71 - Withdrawn | 71 - Withdrawn | 71 - Withdrawn | 71 - Withdrawn
| 36 - Latest software | 36 - Withdrawn | 36 - Withdrawn | 36 - Withdrawn | 36 - Withdrawn | 36 - Withdrawn | 36 - Withdrawn | 36 - Withdrawn | 36 - Withdrawn | 36 - Withdrawn | 36 - Withdrawn | 36 - Withdrawn | 36 - Withdrawn | 36 - Withdrawn | 36 - Withdrawn | 36 - Withdrawn | 36 - Withdrawn | 36 - Withdrawn | 36 - Withdrawn | 36 - Withdrawn | 36 - Withdrawn | 36 - Withdrawn | 36 - Withdrawn | 36 - Withdrawn | 36 - Withdrawn | 36 - Withdrawn | 36 - Withdrawn | 36 - Withdrawn | 36 - Withdrawn | 36 - Withdrawn | 36 - Withdrawn
| ** | ** | ** | ** | ** | ** | ** | ** | ** | ** | ** | ** | ** | ** | ** | ** | ** | ** | ** | ** | ** | ** | ** | ** | ** | ** | ** | ** | ** | ** | **
| 36 | ** | ** | ** | ** | ** | ** | ** | ** | ** | ** | ** | ** | ** | ** | ** | ** | ** | ** | ** | ** | ** | ** | ** | ** | ** | ** | ** | ** | ** | **
| 72 | 72 | 72 | 72 | 72 | 72 | 72 | 72 | 72 | 72 | 72 | 72 | 72 | 72 | 72 | 72 | 72 | 72 | 72 | 72 | 72 | 72 | 72 | 72 | 72 | 72 | 72 | 72 | 72 | 72 | 72
| 38 | 38 | 38 | 38 | 38 | 38 | 38 | 38 | 38 | 38 | 38 | 38 | 38 | 38 | 38 | 38 | 38 | 38 | 38 | 38 | 38 | 38 | 38 | 38 | 38 | 38 | 38 | 38 | 38 | 38 | 38
| 72 - With dynamic line rating | 72 - With dynamic line rating | 72 - With dynamic line rating | 72 - With dynamic line rating | 72 - With dynamic line rating | 72 - With dynamic line rating | 72 - With dynamic line rating | 72 - With dynamic line rating | 72 - With dynamic line rating | 72 - With dynamic line rating | 72 - With dynamic line rating | 72 - With dynamic line rating | 72 - With dynamic line rating | 72 - With dynamic line rating | 72 - With dynamic line rating | 72 - With dynamic line rating | 72 - With dynamic line rating | 72 - With dynamic line rating | 72 - With dynamic line rating | 72 - With dynamic line rating | 72 - With dynamic line rating | 72 - With dynamic line rating | 72 - With dynamic line rating | 72 - With dynamic line rating | 72 - With dynamic line rating | 72 - With dynamic line rating | 72 - With dynamic line rating | 72 - With dynamic line rating | 72 - With dynamic line rating | 72 - With dynamic line rating | 72 - With dynamic line rating
| 38 - Latest software | 38 - Latest software | 38 - Latest software | 38 - Latest software | 38 - Latest software | 38 - Latest software | 38 - Latest software | 38 - Latest software | 38 - Latest software | 38 - Latest software | 38 - Latest software | 38 - Latest software | 38 - Latest software | 38 - Latest software | 38 - Latest software | 38 - Latest software | 38 - Latest software | 38 - Latest software | 38 - Latest software | 38 - Latest software | 38 - Latest software | 38 - Latest software | 38 - Latest software | 38 - Latest software | 38 - Latest software | 38 - Latest software | 38 - Latest software | 38 - Latest software | 38 - Latest software | 38 - Latest software | 38 - Latest software
| 72 | 72 | 72 | 72 | 72 | 72 | 72 | 72 | 72 | 72 | 72 | 72 | 72 | 72 | 72 | 72 | 72 | 72 | 72 | 72 | 72 | 72 | 72 | 72 | 72 | 72 | 72 | 72 | 72 | 72 | 72
| 38 | 38 | 38 | 38 | 38 | 38 | 38 | 38 | 38 | 38 | 38 | 38 | 38 | 38 | 38 | 38 | 38 | 38 | 38 | 38 | 38 | 38 | 38 | 38 | 38 | 38 | 38 | 38 | 38 | 38 | 38
[28 empty] | DNP3.0 Over Ethernet with Courier rear port K-Bus/RS485 protocol | DNP3.0 Over Ethernet with Courier rear port K-Bus/RS485 protocol | DNP3.0 Over Ethernet with Courier rear port K-Bus/RS485 protocol | DNP3.0 Over Ethernet with Courier rear port K-Bus/RS485 protocol
| 6 | 6 | 6 | 6 | 6 | 6 | 6 | 6 | 6 | 6 | 6 | 6 | 6 | 6 | 6 | 6 | 6 | 6 | 6 | 6 | 6 | 6 | 6 | 6 | 6 | 6 | 6 | 8 | 8 | 8 | 8