## Disclaimer
Our policy is one of continuous development. Accordingly the design of our products may change at any time.
Whilst every effort is made to produce up to date literature, this document should only be regarded as a guide and is intended for information purposes only.
Its contents do not constitute an offer for sale or advice on the application of any product referred to in it. We cannot be held responsible for any reliance on any decisions taken on its contents without specific advice.

## CORTEC
Ordering information
Variants Order No.
Feeder Management |  |  |  | P141 | [7 empty] | **
Design Suffix
CPU3 with extended memory, dual characteristic opto inputs, IEC61850, InterMICOM | [13 empty] | P
CPU3, dual characteristic opto inputs, IEC61850, InterMICOM | [13 empty] | J
Phase 2 CPU, UCA2 | [13 empty] | G
Second comms card, IEC60870 private codes, P144, improved power supply | [13 empty] | C
Expansion I/o and IDMT characteristic enhancements | [13 empty] | B
Original Release - Phase 1 | [13 empty] | A
Vx Auxiliary Rating
24-54 Vdc |  |  |  |  | 7
48-125 Vdc (40-100 Vac) |  |  |  |  | 8
110-250 Vdc (100-240 Vac) |  |  |  |  | 9
In/Vn Rating
In = 1/5A, Vn = 100 - 120Vac | [5 empty] | 1
In = 1/5A, Vn = 380 - 480Vac (Min 196Vac Max 560Vac) | [5 empty] | 2
Hardware Options |  | Protocol Compatibility | Design Suffix Compatibility
Standard - None |  | 1, 2, 3 & 4 | All |  |  |  | 1
IRIG-B - (Modulated) Only |  | 1, 2, 3 & 4 | All |  |  |  | 2
Fibre Optic Port (ST) for SCADA Protocols (Courier,Modbus,IEC60870-5-103 or DNP3) (withdrawn) |  | 3 | All |  |  |  | 3
|  | 1, 2 & 4 | J/P
Fibre Optic Port (ST) for SCADA Protocols (Courier,Modbus,IEC60870-5-103 or DNP3) + IRIG-B (Modulated) |  | 3 | All |  |  |  | 4
|  | 1, 2 & 4 | J/P
Ethernet (10 Mbps) |  | 5 | G/J/P * |  |  |  | 5
Ethernet (100 Mbps) |  | 5, 6, 7 & 8 | G/J/P * |  |  |  | 6
Courier Rear Port |  | 1, 2, 3 & 4 | C, G, J or P |  |  |  | 7
IRIG-B (Modulated) & Courier Rear Port (withdrawn) |  | 1, 2, 3 & 4 | C, G, J or P |  |  |  | 8
Ethernet (100Mbit/s) plus IRIG-B (Modulated) |  | 6, 7 & 8 | J/P * |  |  |  | A
Ethernet (100Mbit/s) plus IRIG-B (Un-modulated) |  | 6, 7 & 8 | J/P * |  |  |  | B
IRIG-B (Un-modulated) - withdrawn |  | 1, 2, 3 & 4 | J/P |  |  |  | C
InterMiCOM + Courier Rear Port (withdrawn) |  | 1, 2, 3 & 4 | J/P |  |  |  | E
InterMiCOM + Courier Rear Port + IRIG-B modulated |  | 1, 2, 3 & 4 | J/P |  |  |  | F
Redundant Ethernet Self-Healing Ring, 2 multi-mode fibre ports + Modulated IRIG-B (withdrawn) |  | 6, 7 & 8 | J/P ** |  |  |  | G
Redundant Ethernet Self-Healing Ring, 2 multi-mode fibre ports + Un-modulated IRIG-B (withdrawn) |  | 6, 7 & 8 | J/P ** |  |  |  | H
Redundant Ethernet RSTP, 2 multi-mode fibre ports + Modulated IRIG-B |  | 6, 7 & 8 | J/P ** |  |  |  | J
Redundant Ethernet RSTP, 2 multi-mode fibre ports + Un-modulated IRIG-B |  | 6, 7 & 8 | J/P ** |  |  |  | K
Redundant Ethernet Dual-Homing Star, 2 multi-mode fibre ports + Modulated IRIG-B (withdrawn) |  | 6, 7 & 8 | J/P ** |  |  |  | L
Redundant Ethernet Dual-Homing Star, 2 multi-mode fibre ports + Un-modulated IRIG-B (withdrawn) |  | 6, 7 & 8 | J/P ** |  |  |  | M
Redundant Ethernet PRP/HSR, 2 fibre ports + Modulated IRIG-B |  | 6, 7 & 8 | J/P *** |  |  |  | N
Redundant Ethernet PRP/HSR, 2 fibre ports + Unmodulated IRIG-B |  | 6, 7 & 8 | J/P *** |  |  |  | P
Redundant Ethernet PRP/HSR/RSTP/Failover, 2 multi-mode fibre ports + Modulated/Un-Modulated IRIG-B (withdrawn) |  | 6, 7 & 8 | P |  |  |  | R
Redundant Ethernet PRP/HSR/RSTP/Failover, 2 copper ports RJ45 + Modulated/Un-Modulated IRIG-B (withdrawn) |  | 6, 7 & 8 | P |  |  |  | S
Redundant Ethernet PRP/HSR/RSTP/Failover, 1 copper port RJ45 + 1 multi-mode fibre port + Modulated/Un-Modulated IRIG-B (withdrawn) |  | 6, 7 & 8 | P |  |  |  | T
Single Ethernet 1 LC Duplex port + Universal IRIG-B + 1588 |  | 6 & 7 | P |  |  |  | U
Redundant Ethernet PRP/HSR/RSTP/Failover 2 RJ45 + Universal IRIG-B + 1588 |  | 6 & 7 | P |  |  |  | W
Redundant Ethernet PRP/HSR/RSTP/Failover 2 LC Duplex ports + Universal IRIG-B + 1588 |  | 6 & 7 | P |  |  |  | Y
* Options are not available with software versions 32 or 34 except for 100Mbit/s variant with IEC 61850 and software version 35 or later (Design Suffix J)
** Only available with software versions 43 and later
*** Only available with software version 46 and later
Product Specific Option
40TE Case, 8 inputs & 7 relay outputs | [7 empty] | A
40TE Case, 8 inputs & 8 relay outputs | [7 empty] | N
* Only Available with software versions 44 and later
Protocol / Communications Options |  | Hardware Compatibility | Design Suffix Compatibility
K-Bus/Courier |  | 1 & 2 | All | [5 empty] | 1
|  | 7 or 8 | C, G, J or P
|  | C, E & F | J/P
|  | 3 & 4 | J/P
Modbus |  | 1 & 2 | All | [5 empty] | 2
|  | 7or 8 | C, G, J or P
|  | C, E & F | J/P
|  | 3 & 4 | J/P
IEC 60870-5-103 (VDEW) |  | 1, 2, 3 & 4 | All | [5 empty] | 3
|  | 7or 8 | C, G, J or P
|  | C, E & F | J/P
DNP3.0 |  | 1 & 2 | All | [5 empty] | 4
|  | 7 or 8 | C, G, J or P
|  | C, E & F | J/P
|  | 3 & 4 | J/P
UCA2 |  | 5 & 6 | G or J * | [5 empty] | 5
IEC 61850 over Ethernet and Courier via rear K-Bus/RS485 |  | 6,A,B,G,H,J,K,L,M,N,P | J/P | [5 empty] | 6
IEC61850 over ethernet with CS103 rear port RS485 protocol |  | 6,A,B,G,H,J,K,L,M,N,P | J/P | [5 empty] | 7
DNP3 over Ethernet with Courier rear port K-Bus/RS485 protocol |  | 6,A,B,G,H,J,K,L,M,N,P | J/P | [5 empty] | 8
* NB: UCA2 option is not available with software versions 32, and later (Design Suffix J)
Mounting Option
Flush/Panel Mounting with Harsh Env.Coating, White Front Panel - withdrawn | [9 empty] | M
Flush/Panel Mounting with Harsh Env. Coating, with USB Port, Black and Silver Front Panel | [9 empty] | S
Flush Panel Mounting, with harsh environment coating | [9 empty] | P
Multilingual Language Option |  |  | Design Suffix Compatibility
English, French, German, Spanish |  |  | All | [7 empty] | 0
English, French, German, Russian |  |  | G, J or P | [7 empty] | 5
English, Italian, Polish and Portuguese (Software '50' and later) |  |  | J/P | [7 empty] | 7
Chinese, English or French via HMI, with English or French only via Communications port |  |  | J/P | [7 empty] | C
Software Issue | [11 empty] | **
Customisation
Default | [12 empty] | 0
Customer specific | [12 empty] | A

## Configurator
| 1-4 | 5 | 6 | 7 | 8 | 9 | 10 | 11 | 12-13 | 14 | 15
Feeder Management Relay | P141 | 7 | 1 | 1 | A | 1 | S | 0 | 91 | 0 | P
Design Suffix : Options based on preferred solutions selection here | bar: 5 to 9
P
Software Options Design Suffix dependent | bar: 1-4 to 11
91
Options available are derived from the last version available with the specified hardware version ( i.e. using this date) | 1-4: 2026-07-31
Vx Aux Rating | bar: 1-4 to 9
7
In/Vn Rating | bar: 1-4 to 9
1
Hardware Options | bar: 1-4 to 9
1
Product Specific Options | bar: 1-4 to 9
A
Protocol/Communications Options | bar: 1-4 to 9
1
Mounting Option | bar: 1-4 to 9
S
Language | bar: 1-4 to 10
0
Customisation | bar: 1-4 to 9; 11 to 12-13
0

## Documents
P141711A1S0910P |  | MASTER
Customer Diagram | : | 10P14101
Outline Wrapper | : | GN0039
Ext. Wiring/Connection Diagram | : | 10Px4001-1
Special Instructions | :
ROUTING
Test Instruction | : | Z7Px40
| A | Original - 12/11/2002
| B | Separate workbook created from P54x - 22/02/2003

## Master Text
P141711A1S0910P
Feeder Management Relay
Vx Nominal auxiliary voltage options :
24-54 Vdc
In/Vn Rating options :
In = 1/5A, Vn = 100-120Vac
Hardware options :
Standard - None
Product specific options :
40TE Case, 8 inputs & 7 relay outputs
Protocol options :
K-Bus
Mounting options :
Flush/Panel Mounting with Harsh Env. Coating, with USB Port, Black and Silver Front Panel
Language options :
Multilingual - English, French, German, Spanish
Software options :
91
Customisation :
Default
A : Original - 30/11/2001
B : Incorporate P144 - Effective 01/06/2002
C : Qty ZB4018110 was 2 less for P14***7******** variants - Effective 15/08/02
D : Design suffix was "C" for all. Now "C" only for "Rear Comms" variants & "B" for the rest - Effective 13/09/03
E : Rear comms available from 18/11/02 - 07/11/02
F : Slot 05 pcb for P142***C******B variants was ZN0017001 in error - Effective 30/11/2001
G : Hardware option 4 specified Protocol option 4 in error - Effective 30/11/2001
H : P141 Cortec created from P14x, now includes UCA2 / Ethernet from 01/03/2003 - 18/02/2003
J : UCA2/Ethernet not available as yet, release date delayed indefinitely - 11/04/03
K : "20…G" Software/Hardware release date with "…/Russian" language option was 01/04/04, now 19/01/04 - 17//11/03
L : "20…G" Software/Hardware release date with "…/Russian" language option was 19/01/04, now 16/02/04 - 19/1/04
M : "20…G" Software/Hardware release date with "…/Russian" language option was 16/02/04, now 01/06/04 - 18/2/04
N : "17…C" Software/Hardware released for 1 DAY ONLY for CRUICKSHANKS order on authority of G Evans e-mail - 20/2/04
O : Rules modified for Ethernet Licences ZB9800801 & ZB9800802 - 11/03/04
P : Phantom Final Assembly corrected for Suffix "G" by adding date driver to Lookup2 - 15/03/04
Q : "21…G" Software/Hardware added with estimated release date of 07/05/04 - 03/05/04
R : "21…G" Software/Hardware released as per CDN R3500/193, this is released as One Day Only as "15…C" is latest unless customer specifically requests "21G" - 04/05/04
S : Lookup dates corrected for Input Module so that one day only entry for 21G, so that it correctly picks up the phase 2 module - GN0010053 - 14/06/04
T : Dates amended on Lookup to pick up correct final assembly according to design suffix - 23/06/04
U : Livery Option added - 12/10/04
V : "30…J" Software/Hardware released with DC date of 07/01/05 - 06/12/04
W : Configurator amended to allow choice of design suffix and software first to drive the subsequent options - 20/12/04
X : Hardware options 3 & 4 read "Fibre Optic Converter Only" & "IRIG-B and Fibre Optic Converter" - 21/03/05
Y : Power Supply ZN0021*** changed retrospectively to ZN0001*** for 'B' design suffix versions - 10/10/05
Z : "32…J" Software released with a DC date of 26/10/05 nb: ethernet options are not available with this issue - CDN R5760 26/10/05
AA : "34…J" Software and Chinese HMI added in line with G Evans' e-mail dated 15/03/06, with a guestimated DC date of 21/03/06. BOM still requires amendment - 21/03/06
AB : BOM amended. Cortec & Date Drivers text changed for what was just "Chinese HMI" - 01/06/06
AC : BOM, Cortec, Database & Date Drivers changed to include IEC 61850 protocol with 100Mbit/s Ethernet comms. and IRIG-B (Modulated) and (De-Modulated) options with notional effective date of 24/07/06 for testing - 24/07/06
AD : Cortec & Database corrected to show IRIG-B (De-Modulated) option as cortec code "C" (was "9" in error) and changing effective date to 01/08/06 - 04/08/06
AE : Cortec & Date Drivers retrospectively amended to show revised text for IEC 61850 Comms Protocol (was "IEC 61850" only) - 08/01/07
AF : Chinese language version was not included in Software Version '35' options - 10/02/2007
AG : "36…J" software released by CID GEVA-726JEM - 12/04/2007
AH : "40…J" software released by CID GEVA-7CEFKM - 06/03/2008
AI : Software versions prior to '05' removed from Cortec to maintain concordance with Software History and Compatibility database - 18/03/2008
AJ : "41…J" software released by CID GEVA-7FZEF2, BOM rules corrected for UI & suffix 'G' - 01/07/2008
AK : Explanatory text retrospectively added to '35' software per G Evans - 12/08/2008
AL : BOM retrospectively amended to include GN0178001AREVA for G Suffix, Russian language options - 27/08/2008
AM : "42…J" software released by CID ISTE-7LCFEC, also restriction to protocol availability on version '17' software, see CID ISTE-7LKGQL - 01/12/2008
AN : Correction to lookup address for Protocols (did use "HLOOKUP('Date Drivers'!$B$1,'Date Drivers'!$B$2:$Y$18,9) for DNP3.0 - 18/12/2008
AO : Vx rating changed in line with CID BLIN-7P7HJX - 04/03/2009
AP : Lookup array on database for Master Text "hardware options" corrected - 01/04/2009
AQ : '43' Software released, Redundant Ethernet optons added though set as 'not available', see CID ISTE-7RMDSS - 08/05/2009
AR : Redundant Ethernet optons made available, see CIDs ISTE-7YAMBJ & SKEL-7YBM34- 02/12/2009
AS : BOM modified in line with PWIG-7ZHCJK making ZN0031001 a model list variable - 29/01/2010
AT : '44' Software released by CID ISTE-82HLT5, includes model 'N' - 10/02/2010
AU : PCB descriptions on BOM clarified 05/05/2010
AV : CID ISTE-85VFU7 removes software versions '10' & '16' - 10/06/2010
AW : BOM rules clarified on change for AS above - 06/08/2010
AX : Lookup correction for Suffix 'G' & UCA2 Protocol - 18/08/2010
AY : References to Alstom and Areva removed. 'Settings files' changed to 'Customisation' - 4/10/2010
AZ : Release of Harsh Environment coating option -see CID RPRI-8CYG5J - 11/01/2011
BA: Software rebranding removed '05', '34' & '40' versions - See CID SCAR-8H2EGP - 23/05/2011
BB : '46' Software released by CID ISTE-8GTGM5 - 31/05/2011
BC : Formula corrected for ZN0031001 for model 'A' & Suffix 'J' 14/09/2011
BD : CPU3 Updates, see CID NROB-8MC9FR - 25/10/2011
BE : PRP released, see CID TSPR-8W3LBG - 20/07/2012
BF : '09' Software withdrawn see CID MBAM-8X6J2Y - 15/08/2012
BG : Vx rating changed in line with CID IMAY-8YGH8B - 07/12/2012
BH: As HEC is now standard for all products, HEC mounting options are withdrawn and "with Harsh Environmental Coating" added to standard mounting options descriptions, see CID MBAM-934JCF - 09/01/2013
BI : 50 Software released by CID NROB-949FH9 - 28/01/2013
BJ: Px40 Agile new branding, new PSU & Opto roll out, See CID YLII-9CAHT3 - 15/10/2013
BK: PSU descriptions reverted 07/12/2014
BL: English, Italian, Polish and Portuguese language options added, see CID SSWA-9EKCLL - 11/01/2014
BM: '51' Software released by CID JLIU-9HZ9NV - 14/04/2014
BN: PCB references updated to latest issues - 26/04/2014
BO: 10Mb Ethernet Communications Option For Px40 Products removed by CID MBAM-9GRDZH - 20/05/2014
BP: '15' & '17' software withdrawn by CID MBAM-9MVBKW - 02/10/2014
BQ: HSR options added to 'Cortec' tab - 29/08/2015
BR: '61' software released by CID JLIU-A4L5GU - 28/11/2015
BS: HSR optionS released by CID AEVA-A8XJCE - 23/06/2016
BT: '20' & '21' software removed by CID MBAM-ACWGLG; '30' & '31' Software removed by CID MBAM-ACWFWS - 17/10/2016
BU: CS103 protocols (3 & 7) obsoleted in software version 51, CID NROB-AHWHVK - 06/02/2017
BV: '52' software released by CID PKKK-AK85P7 - 06/04/2017
BW: Corrected option 35 Software
BX: BOM amendment CPU3 CID005334 14/3/18
BY: CS103 protocols (3 & 7) reinstated in software version 51, CID005367 - 27/03/2017
BZ: New Comms options R S & T added to Cortec sheet, CID005515 - 18/09/2018
CA: Hardware option 3 withdrawn by CID005425 - 02/10/2018, GE Publication no GER-4820
CB: Hardware options R,S & T released by CID CID005854 - 16/04/2019
CC: 35, 42 and 43 software withdrawn by CID005832 , GE Publication GER-4844 - 16/07/2019
CD: Rebranding Mounting options released CID006120 01/10/2019
CE: '91' software released by CID006191 - 18/11/2019
CF: 'Description amended for Hardware option R,S and T CID006391 - 26/03/2020
CG: Hardware options R,S & T released SW 51 by CID006487 - 24/06/2020
CH: 50 software withdrawn by CID006682 , GE Publication GER-4900 - 31/12/2020
CI: 41 software withdrawn by CID007040 , GE Publication GER-4900 - 30/09/2021
CJ: Hardware options G and L withdrawn by CID007038 , GE Publication GER-4855 - 30/09/2021
CK: Hardware option J,K,N,P Software 51,52 withdrawn by CID007293 - 30/06/2022, GE Publication no GER-4912
CL :Hardware option M withdrawn by CID007414 - 30/09/2022, GE Publication no GER-4885
CM : 36 software withdrawn by CID007600 , GE Publication GER-4885 - 31/03/2022
CN: Hardware options H withdrawn by CID007976 , GE Publication GER-4947 - 30/09/2023
CO: Hardware options 8/C withdrawn by CID007976 , GE Publication GER-4947, white front panel option withdrawn CID008133; SW 44 rebranded CID008150; '32' software withdrawn - CID008128 - 02/01/2024
CP: CID008406/GER-4947 obsoleted MiCOM Hardware Option E on 4th generation MiCOM models - 03/07/2024
CQ: CID008648/GER-4964 obsoleted MiCOM Language protocol option C on 4th generation MiCOM models - 05/12/2024
CR: Hardware options R,S,T withdrawn by CID008671/GER-4978 03/03/2025
CS: 5th Gen Ethernet additions released by CID008860 - 04/06/2025

## BOM (hidden)
PCS MATERIAL MASTER | Requirements Key(s) / # of digit in model number | [8 empty] | Requirements Keys | Attribute Keys | NUMBER | DESCRIPTION | Qty. | Ref | Ref | Qty. Required
P141711A1S0910P | 5 | 6 | 7 | 8 | 9 | 10 | 11 | SW | 15
[6 empty] | S |  |  | P | SP | AA | GN0027000 | COMMON PARTS | 1
[6 empty] | S |  |  | P | SP | MA | GN0027000 | COMMON PARTS | 1
[6 empty] | S |  |  | P | SP | PA | GN0027000 | COMMON PARTS | 1
[6 empty] | S |  |  | P | SP | AB | GN0135001 | COMMON PARTS | 1
[6 empty] | S |  |  | P | SP | AC | GN0135001 | COMMON PARTS | 1
[6 empty] | S |  |  | P | SP | MB | GN0135001 | COMMON PARTS | 1
[6 empty] | S |  |  | P | SP | MC | GN0135001 | COMMON PARTS | 1
[6 empty] | S |  |  | P | SP | PB | GN0135001 | COMMON PARTS | 1
[6 empty] | S |  |  | P | SP | PC | GN0135001 | COMMON PARTS | 1
[6 empty] | S |  |  | P | SP | AG | GN0249001 | COMMON PARTS | 1
[6 empty] | S |  |  | P | SP | MG | GN0249001 | COMMON PARTS | 1
[6 empty] | S |  |  | P | SP | MJ | GN0249001 | COMMON PARTS | 1
[6 empty] | S |  |  | P | SP | PG | GN0249001 | COMMON PARTS | 1
[6 empty] | S |  |  | P | SP | PJ | GN0249001 | COMMON PARTS | 1
[9 empty] | P | P | P | GN0249001 | COMMON PARTS | 1 |  |  | 1
| 7 |  |  |  |  | S |  |  | P | 7SP | 1MA | ZN0001001 | ASSY PCB MVP P/S 24/54VDC | 1 | 1
| 7 |  |  |  |  | S |  |  | P | 7SP | 1PA | ZN0001001C | ASSY PCB MVP P/S 24/54VDC | 1 | 1
| 7 |  |  |  |  | S |  |  | P | 7SP | 1MB | ZN0001001 | PCB ASSY PX40 PHASE 2 PSU 24/54V | 1 | 1
| 7 |  |  |  |  | S |  |  | P | 7SP | 1PB | ZN0001001C | PCB ASSY PX40 PHASE 2 PSU 24/54V | 1 | 1
| 7 |  |  |  |  | S |  |  | P | 7SP | 2MA | ZN0001002 | ASSY PCB MVP P/S 48/125VDC | 1 | 1
| 7 |  |  |  |  | S |  |  | P | 7SP | 2PA | ZN0001002C | ASSY PCB MVP P/S 48/125VDC | 1 | 1
| 7 |  |  |  |  | S |  |  | P | 7SP | 2MB | ZN0001002 | PCB ASSY PX40 PHASE 2 PSU 48/125V | 1 | 1
| 7 |  |  |  |  | S |  |  | P | 7SP | 2PB | ZN0001002C | PCB ASSY PX40 PHASE 2 PSU 48/125V | 1 | 1
| 7 |  |  |  |  | S |  |  | P | 7SP | 3MA | ZN0001003 | PCB ASSY-48/1252V P.SUPPLY | 1 | 1
| 7 |  |  |  |  | S |  |  | P | 7SP | 3PA | ZN0001003C | PCB ASSY-48/1252V P.SUPPLY | 1 | 1
| 7 |  |  |  |  | S |  |  | P | 7SP | 3MB | ZN0001003 | PCB ASSY PX40 PHASE2 PSU 110/250V | 1 | 1
| 7 |  |  |  |  | S |  |  | P | 7SP | 3PB | ZN0001003C | PCB ASSY PX40 PHASE2 PSU 110/250V | 1 | 1
| 7 |  |  |  |  | S |  |  | P | 7SP | 1MC | ZN0021001 | PCB ASSY PX40 PHASE 2 PSU 24/54V | 1 | 1
| 7 |  |  |  |  | S |  |  | P | 7SP | 1PC | ZN0021001C | PCB ASSY PX40 PHASE 2 PSU 24/54V | 1 | 1
| 7 |  |  |  |  | S |  |  | P | 7SP | 1MG | ZN0021001 | PCB ASSY PX40 PHASE 2 PSU 24/54V | 1 | 1
| 7 |  |  |  |  | S |  |  | P | 7SP | 1PG | ZN0021001C | PCB ASSY PX40 PHASE 2 PSU 24/54V | 1 | 1
| 7 |  |  |  |  | S |  |  | P | 7SP | 1MJ | ZN0021001 | PCB ASSY PX40 PHASE 2 PSU 24/54V | 1 | 1
| 7 |  |  |  |  | S |  |  | P | 7SP | 1PJ | ZN0021001C | PCB ASSY PX40 PHASE 2 PSU 24/54V | 1 | 1
| 7 |  |  |  |  | S |  |  | P | 7SP | 2MC | ZN0021002 | PCB ASSY PX40 PHASE 2 PSU 48/125V | 1 | 1
| 7 |  |  |  |  | S |  |  | P | 7SP | 2PC | ZN0021002C | PCB ASSY PX40 PHASE 2 PSU 48/125V | 1 | 1
| 7 |  |  |  |  | S |  |  | P | 7SP | 2MG | ZN0021002 | PCB ASSY PX40 PHASE 2 PSU 48/125V | 1 | 1
| 7 |  |  |  |  | S |  |  | P | 7SP | 2PG | ZN0021002C | PCB ASSY PX40 PHASE 2 PSU 48/125V | 1 | 1
| 7 |  |  |  |  | S |  |  | P | 7SP | 2MJ | ZN0021002 | PCB ASSY PX40 PHASE 2 PSU 48/125V | 1 | 1
| 7 |  |  |  |  | S |  |  | P | 7SP | 2PJ | ZN0021002C | PCB ASSY PX40 PHASE 2 PSU 48/125V | 1 | 1
| 7 |  |  |  |  | S |  |  | P | 7SP | 3MC | ZN0021003 | PCB ASSY PX40 PHASE2 PSU 110/250V | 1 | 1
| 7 |  |  |  |  | S |  |  | P | 7SP | 3PC | ZN0021003C | PCB ASSY PX40 PHASE2 PSU 110/250V | 1 | 1
| 7 |  |  |  |  | S |  |  | P | 7SP | 3MG | ZN0021003 | PCB ASSY PX40 PHASE2 PSU 110/250V | 1 | 1
| 7 |  |  |  |  | S |  |  | P | 7SP | 3PG | ZN0021003C | PCB ASSY PX40 PHASE2 PSU 110/250V | 1 | 1
| 7 |  |  |  |  | S |  |  | P | 7SP | 3MJ | ZN0021003 | PCB ASSY PX40 PHASE2 PSU 110/250V | 1 | 1
| 7 |  |  |  |  | S |  |  | P | 7SP | 3PJ | ZN0021003C | PCB ASSY PX40 PHASE2 PSU 110/250V | 1 | 1
| 7 | [7 empty] | P | 7P | 7J | ZN0021201 | PCB ASSY PX40 PHASE 2 PSU 24/54V | 1 | 1
| 7 | [7 empty] | P | 7P | 8J | ZN0021202 | PCB ASSY PX40 PHASE 2 PSU 48/125V | 1 | 1
| 7 | [7 empty] | P | 7P | 9J | ZN0021203 | PCB ASSY PX40 PHASE2 PSU 110/250V | 1 | 1
| 7 | [7 empty] | P | 7P | 7P | ZN0021201 | PCB ASSY PX40 PHASE 2 PSU 24/54V | 1 | 1 | 1 | 1
| 7 | [7 empty] | P | 7P | 8P | ZN0021202 | PCB ASSY PX40 PHASE 2 PSU 48/125V | 1 | 1
| 7 | [7 empty] | P | 7P | 9P | ZN0021203 | PCB ASSY PX40 PHASE2 PSU 110/250V | 1 | 1
[6 empty] | S |  |  | P | P | MA | ZN0002001 | ASSY PCB MVP (OUTPUT ) | 1 | 2
[6 empty] | S |  |  | P | P | PA | ZN0002001C | ASSY PCB MVP (OUTPUT ) | 1 | 2
|  |  | 1 |  |  | S |  |  |  | 1S | 2M | ZN0007001 | ASSY PCB - MVP IRIG-B ONLY | 1 | 6
|  |  | 1 |  |  | S |  |  |  | 1S | 2P | ZN0007001C | ASSY PCB - MVP IRIG-B ONLY | 1 | 6
|  |  | 1 |  |  | S |  |  |  | 1S | 3M | ZN0007002 | ASSY PCB - FIBRE OPTIC ONLY | 1 | 6
|  |  | 1 |  |  | S |  |  |  | 1S | 3P | ZN0007002C | ASSY PCB - FIBRE OPTIC ONLY | 1 | 6
|  |  | 1 |  |  | S |  |  |  | 1S | 4M | ZN0007003 | ASSY PCB - IRIG-B & FIBRE OPT | 1 | 6
|  |  | 1 |  |  | S |  |  |  | 1S | 4P | ZN0007003C | ASSY PCB - IRIG-B & FIBRE OPT | 1 | 6
|  |  | 1 |  |  | S |  |  |  | 1S | 5M | ZN0012001 | ASSY PCB-MICOM PX40 ETHERNET COMMS | 1 | 6
|  |  | 1 |  |  | S |  |  |  | 1S | 5P | ZN0012001C | ASSY PCB-MICOM PX40 ETHERNET COMMS | 1 | 6
|  |  | 1 |  | 1 | S |  |  |  | 11S | 65M | ZN0012004 | ASSY PCB-MICOM PX40 ETHERNET COMMS | 1 | 6
|  |  | 1 |  | 1 | S |  |  |  | 11S | 65P | ZN0012004C | ASSY PCB-MICOM PX40 ETHERNET COMMS | 1 | 6
|  |  | 1 |  |  | S |  |  |  | 1S | 8M | ZN0025001 | ASSY PCB-REAR COMMS BOARD | 1 | 6
|  |  | 1 |  |  | S |  |  |  | 1S | 8P | ZN0025001C | ASSY PCB-REAR COMMS BOARD | 1 | 6
|  |  | 1 |  |  | S |  |  |  | 1S | 7M | ZN0025002 | ASSY PCB - REAR COMMS BOARD | 1 | 6
|  |  | 1 |  |  | S |  |  |  | 1S | 7P | ZN0025002C | ASSY PCB - REAR COMMS BOARD | 1 | 6
|  |  | 1 |  |  | S |  |  |  | 1S | EM | ZN0025002 | ASSY PCB - REAR COMMS BOARD | 1 | 6
|  |  | 1 |  |  | S |  |  |  | 1S | EP | ZN0025002C | ASSY PCB - REAR COMMS BOARD | 1 | 6
|  |  | 1 |  |  | S |  |  |  | 1S | FM | ZN0025001 | ASSY PCB-REAR COMMS BOARD | 1 | 6
|  |  | 1 |  |  | S |  |  |  | 1S | FP | ZN0025001C | ASSY PCB-REAR COMMS BOARD | 1 | 6
|  |  | 1 |  | 1 | S |  |  |  | 11S | 66M | ZN0049001 | PCB ASSY - Px40 100Mhz Ethernet Bd | 1 | 6
|  |  | 1 |  | 1 | S |  |  |  | 11S | 66P | ZN0049001C | PCB ASSY - Px40 100Mhz Ethernet Bd | 1 | 6
|  |  | 1 |  | 1 | S |  |  |  | 11S | 67M | ZN0049001 | PCB ASSY - Px40 100Mhz Ethernet Bd | 1 | 6
|  |  | 1 |  | 1 | S |  |  |  | 11S | 67P | ZN0049001C | PCB ASSY - Px40 100Mhz Ethernet Bd | 1 | 6
|  |  | 1 |  | 1 | S |  |  |  | 11S | 68M | ZN0049001 | PCB ASSY - Px40 100Mhz Ethernet Bd | 1 | 6
|  |  | 1 |  | 1 | S |  |  |  | 11S | 68P | ZN0049001C | PCB ASSY - Px40 100Mhz Ethernet Bd | 1 | 6
|  |  | 1 |  |  | S |  |  |  | 1S | AM | ZN0049002 | PCB ASSY - Px40 100Mhz Ethernet bd | 1 | 6
|  |  | 1 |  |  | S |  |  |  | 1S | AP | ZN0049002C | PCB ASSY - Px40 100Mhz Ethernet bd | 1 | 6
|  |  | 1 |  |  | S |  |  |  | 1S | BM | ZN0049003 | PCB ASSY - Px40 100Mhz Ethernet bd | 1 | 6
|  |  | 1 |  |  | S |  |  |  | 1S | BP | ZN0049003C | PCB ASSY - Px40 100Mhz Ethernet bd | 1 | 6
|  |  | 1 |  |  | S |  |  |  | 1S | CM | ZN0049004 | PCB ASSY - Px40 NON-MOD IRIG-B bd | 1 | 6
|  |  | 1 |  |  | S |  |  |  | 1S | CP | ZN0049004C | PCB ASSY - Px40 NON-MOD IRIG-B bd | 1 | 6
|  |  | 1 |  |  | S |  |  |  | 1S | GM | ZN0071001 | Redundant Ethernet Self-Healing Ring, 2 multi-mode fibre ports + Modulated IRIG-B | 1 | 6
|  |  | 1 |  |  | S |  |  |  | 1S | GP | ZN0071001C | Redundant Ethernet Self-Healing Ring, 2 multi-mode fibre ports + Modulated IRIG-B | 1 | 6
|  |  | 1 |  |  | S |  |  |  | 1S | HM | ZN0071002 | Redundant Ethernet Self-Healing Ring, 2 multi-mode fibre ports + Un-modulated IRIG-B | 1 | 6
|  |  | 1 |  |  | S |  |  |  | 1S | HP | ZN0071002C | Redundant Ethernet Self-Healing Ring, 2 multi-mode fibre ports + Un-modulated IRIG-B | 1 | 6
|  |  | 1 |  |  | S |  |  |  | 1S | JM | ZN0071005 | Redundant Ethernet RSTP, 2 multi-mode fibre ports + Modulated IRIG-B | 1 | 6
|  |  | 1 |  |  | S |  |  |  | 1S | JP | ZN0071005C | Redundant Ethernet RSTP, 2 multi-mode fibre ports + Modulated IRIG-B | 1 | 6
|  |  | 1 |  |  | S |  |  |  | 1S | KM | ZN0071006 | Redundant Ethernet RSTP, 2 multi-mode fibre ports + Un-modulated IRIG-B | 1 | 6
|  |  | 1 |  |  | S |  |  |  | 1S | KP | ZN0071006C | Redundant Ethernet RSTP, 2 multi-mode fibre ports + Un-modulated IRIG-B | 1 | 6
|  |  | 1 |  |  | S |  |  |  | 1S | LM | ZN0071007 | Redundant Ethernet Dual-Homing Star, 2 multi-mode fibre ports + Modulated IRIG-B | 1 | 6
|  |  | 1 |  |  | S |  |  |  | 1S | LP | ZN0071007C | Redundant Ethernet Dual-Homing Star, 2 multi-mode fibre ports + Modulated IRIG-B | 1 | 6
|  |  | 1 |  |  | S |  |  |  | 1S | MM | ZN0071008 | Redundant Ethernet Dual-Homing Star, 2 multi-mode fibre ports + Un-modulated IRIG-B | 1 | 6
|  |  | 1 |  |  | S |  |  |  | 1S | MP | ZN0071008C | Redundant Ethernet Dual-Homing Star, 2 multi-mode fibre ports + Un-modulated IRIG-B | 1 | 6
|  |  | 1 | [6 empty] | 1 | N | ZN0071009 | Px40 PCB ASSEMBLY - REB - ST MULTI MODE FIBRE MODULATED IRIG-B - PRP | 1 | 6
|  |  | 1 | [6 empty] | 1 | P | ZN0071010 | Px40 PCB ASSEMBLY - REB - ST MULTI MODE FIBRE DEMODULATED IRIG-B - PRP | 1 | 6
|  |  | 1 | [6 empty] | 1 | R | ZN0087001 | PX40 - Redundant Ethernet board FO with Universal IRIG-B (Dual Fiber) | 1 | 6
|  |  | 1 | [6 empty] | 1 | S | ZN0087002 | Redundant Ethernet board Cu with Universal IRIG-B (Dual Cu) | 1 | 6
|  |  | 1 | [6 empty] | 1 | T | ZN0087003 | PX40 - Ethernet board wth Universal IRIG-B (Single Cu / single Fiber) | 1 | 6
[7 empty] | 0 | 91 | P | 0P | 0G | GN0178005 | F/ASSY USER INTERFACE 40TE | 1 | 22
[7 empty] | 0 | 91 | P | 0P | 0J | GN0178005 | F/ASSY USER INTERFACE 40TE | 1 | 22
[7 empty] | 0 | 91 | P | 0P | 5G | GN0178005 | F/ASSY USER INTERFACE 40TE | 1 | 22
[7 empty] | 0 | 91 | P | 0P | 5J | GN0178005 | F/ASSY USER INTERFACE 40TE | 1 | 22
[7 empty] | 0 | 91 | P | 0P | CJ | GN0178005 | F/ASSY USER I/FACE 40TE (PH2 CHINESE) | 1 | 22
[9 empty] | P | P | P | GN0178003 | F/ASSY USER INTERFACE 40TE | 1 | 22 | 22 | 1
[9 empty] | P | P | C | GN0004001 | F/ASSY USER INTERFACE 40TE | 1 | 22
[9 empty] | P | P | B | GN0004001 | F/ASSY USER INTERFACE 40TE | 1 | 22
[9 empty] | P | P | A | GN0004001 | F/ASSY USER INTERFACE 40TE | 1 | 22
|  |  |  | A | [5 empty] | A | A | ZN0031101 | Relay Output PCB | 1 | 2 | 2 | 1
|  |  |  | A | [5 empty] | A | N | ZN0019101 | Relay Output PCB | 1 | 2
|  | 1 |  |  |  | S |  |  | P | 1SP | 1MA | GN0010003 | ANALOGUE INPUT MODULE | 1 | 23
|  | 1 |  |  |  | S |  |  | P | 1SP | 1PA | GN0010003C | ANALOGUE INPUT MODULE | 1 | 23
|  | 1 |  |  |  | S |  |  | P | 1SP | 2MA | GN0010007 | ANALOGUE INPUT MODULE | 1 | 23
|  | 1 |  |  |  | S |  |  | P | 1SP | 2PA | GN0010007C | ANALOGUE INPUT MODULE | 1 | 23
|  | 1 |  |  |  | S |  |  | P | 1SP | 1MB | GN0010023 | ANALOGUE INPUT MODULE | 1 | 23
|  | 1 |  |  |  | S |  |  | P | 1SP | 1PB | GN0010023C | ANALOGUE INPUT MODULE | 1 | 23
|  | 1 |  |  |  | S |  |  | P | 1SP | 1MC | GN0010023 | ANALOGUE INPUT MODULE | 1 | 23
|  | 1 |  |  |  | S |  |  | P | 1SP | 1PC | GN0010023C | ANALOGUE INPUT MODULE | 1 | 23
|  | 1 |  |  |  | S |  |  | P | 1SP | 2MB | GN0010027 | ANALOGUE INPUT MODULE | 1 | 23
|  | 1 |  |  |  | S |  |  | P | 1SP | 2PB | GN0010027C | ANALOGUE INPUT MODULE | 1 | 23
|  | 1 |  |  |  | S |  |  | P | 1SP | 2MC | GN0010027 | ANALOGUE INPUT MODULE | 1 | 23
|  | 1 |  |  |  | S |  |  | P | 1SP | 2PC | GN0010027C | ANALOGUE INPUT MODULE | 1 | 23
|  | 1 |  |  |  | S |  |  | P | 1SP | 1MG | GN0010053 | ANALOGUE INPUT MODULE | 1 | 23
|  | 1 |  |  |  | S |  |  | P | 1SP | 1PG | GN0010053C | ANALOGUE INPUT MODULE | 1 | 23
|  | 1 |  |  |  | S |  |  | P | 1SP | 2MG | GN0010057 | ANALOGUE INPUT MODULE | 1 | 23
|  | 1 |  |  |  | S |  |  | P | 1SP | 2PG | GN0010057C | ANALOGUE INPUT MODULE | 1 | 23
|  | 1 |  |  |  | S |  |  | P | 1SP | 1MJ | GN0010073 | ANALOGUE INPUT MODULE | 1 | 23
|  | 1 | [6 empty] | P | 1P | 1P | GN0010073 | ANALOGUE INPUT MODULE | 1 | 23 | 23 | 1
|  | 1 |  |  |  | S |  |  | P | 1SP | 2MJ | GN0010077 | ANALOGUE INPUT MODULE | 1 | 23
|  | 1 | [6 empty] | P | 1P | 2P | GN0010077 | ANALOGUE INPUT MODULE | 1 | 23
|  |  | 1 | [6 empty] | 1 | 1 | GN2037001 | BLANKING PLATE. | 1 | 34 | 34 | 1
[5 empty] | 1 |  |  |  |  | 1 | 5 | ZB9800801 | License for VxWorks | 1 | 55
[5 empty] | 1 |  |  |  |  | 1 | 6 | ZB9800801 | License for VxWorks | 1 | 55
[5 empty] | 1 |  |  |  |  | 1 | 5 | ZB9800802 | Sisco License for MMS-Ease Lite | 1 | 56
[5 empty] | 1 |  |  |  |  | 1 | 6 | ZB9800802 | Sisco License for MMS-Ease Lite | 1 | 56
[5 empty] | 1 |  |  |  |  | 1 | 7 | ZB9800801 | License for VxWorks | 1 | 55
[5 empty] | 1 |  |  |  |  | 1 | 8 | ZB9800801 | License for VxWorks | 1 | 55
[5 empty] | 1 |  |  |  |  | 1 | 7 | ZB9800802 | Sisco License for MMS-Ease Lite | 1 | 56
[5 empty] | 1 |  |  |  |  | 1 | 8 | ZB9800802 | Sisco License for MMS-Ease Lite | 1 | 56
|  |  | 1 | A | [5 empty] | A | A | ZB4018110 | Self tapping screw pan head size 4 X ¼" | 10 | 60 | 60 | 10
|  |  | 1 | A | [5 empty] | A | N | ZB4018110 | Self tapping screw pan head size 4 X ¼" | 10 | 60
|  |  | 1 | [6 empty] | 1 | 1 | ZB4018215 | SELF TAP SCREW SIZE 6x1/4" LG (KAN) | 2 | 61 | 61 | 2
[6 empty] | S |  |  |  | S | A | GN9025001 | CUSTOM LED INDICATOR LABEL | 1 | 68
[6 empty] | S |  |  |  | S | M | GN9025001 | CUSTOM LED INDICATOR LABEL | 1 | 68

## Database (hidden)
1
1 | 24-54 Vdc | 7 | 24-54 Vdc
2 | 48-125 Vdc (40-100 Vac) | 8 | 48-125 Vdc (40-100 Vac)
3 | 110-250 Vdc (100-240 Vac) | 9 | 110-250 Vdc (100-240 Vac)
| 1 |  | 1 | 2 | 3 | 4 | 5 | 6 | 7 | 8 | * | A | B | C | E | F | G
1 | K-Bus | 1 | K-Bus | K-Bus | K-Bus | K-Bus | UCA2 | IEC 61850 over Ethernet and Courier via rear K-Bus/RS485 | K-Bus | K-Bus | IEC 61850 over Ethernet and Courier via rear K-Bus/RS485 | IEC 61850 over Ethernet and Courier via rear K-Bus/RS485 | IEC 61850 over Ethernet and Courier via rear K-Bus/RS485 | K-Bus | K-Bus | K-Bus | IEC 61850 over Ethernet and Courier via rear K-Bus/RS485
2 | IEC60870-5-103 (VDEW) | 3 | IEC60870-5-103 (VDEW) | IEC60870-5-103 (VDEW) | IEC60870-5-103 (VDEW) | IEC60870-5-103 (VDEW) |  | IEC61850 over ethernet with CS103 rear port RS485 protocol | IEC60870-5-103 (VDEW) | IEC60870-5-103 (VDEW) | IEC61850 over ethernet with CS103 rear port RS485 protocol | IEC61850 over ethernet with CS103 rear port RS485 protocol | IEC61850 over ethernet with CS103 rear port RS485 protocol | IEC60870-5-103 (VDEW) | IEC60870-5-103 (VDEW) | IEC60870-5-103 (VDEW) | IEC61850 over ethernet with CS103 rear port RS485 protocol
3 | DNP3.0 | 4 | DNP3.0 | DNP3.0 | DNP3.0 | DNP3.0 |  | 0 | DNP3.0 | DNP3.0 | 0 | 0 | 0 | DNP3.0 | DNP3.0 | DNP3.0 | 0
4 | 0 | 4 | 0 | 0 | 0 | 0 |  |  | 0 | 0 |  |  |  | 0 | 0 | 0
|  |  | 1 | 1 | 1 | 1 | 5 | 6 | 1 | 1 | 6 | 6 | 6 | 1 | 1 | 1 | 6
|  |  | 3 | 3 | 3 | 3 | 5 | 7 | 3 | 3 | 7 | 7 | 7 | 3 | 3 | 3 | 7
| 1 |  | 4 | 4 | 4 | 4 | 5 | 7 | 4 | 4 | 7 | 7 | 7 | 4 | 4 | 4 | 7
1 | Standard - None | 1 | 4 | 4 | 4 | 4 | 5 | 7 | 4 | 4 | 7 | 7 | 7 | 4 | 4 | 4 | 7
2 | IRIG-B (Modulated) Only | 2
3 | Fibre Optic Port (ST) for SCADA Protocols (Courier,Modbus,IEC60870-5-103 or DNP3) + IRIG-B (Modulated) | 4
4 | Courier Rear Port | 7
5 | IRIG-B (Modulated) & Courier Rear Port - Withdrawn | *
6 | IRIG-B (Un-modulated) - Withdrawn | *
7 | InterMiCOM + Courier Rear Port - Withdrawn | *
8 | InterMiCOM + Courier Rear Port + IRIG-B modulated | F
9 | Redundant Ethernet PRP/HSR/RSTP/Failover, 2 multi-mode fibre ports + Modulated/Un-Modulated IRIG-B (withdrawn) | *
10 | Redundant Ethernet PRP/HSR/RSTP/Failover, 2 copper ports RJ45 + Modulated/Un-Modulated IRIG-B (withdrawn) | *
11 | Redundant Ethernet PRP/HSR/RSTP/Failover, 1 copper port RJ45 + 1 multi-mode fibre port + Modulated/Un-Modulated IRIG-B (withdrawn) | *
12 | Single Ethernet 1 LC Duplex port + Universal IRIG-B + 1588 | U
13 | Redundant Ethernet PRP/HSR/RSTP/Failover 2 RJ45 + Universal IRIG-B + 1588 | W
14 | Redundant Ethernet PRP/HSR/RSTP/Failover 2 LC Duplex ports + Universal IRIG-B + 1588 | Y
15 |  | Y
16 |  | Y
17 |  | Y
18 |  | Y
19 |  | Y
20 |  | Y
21 |  | Y
22 |  | Y
23 |  | 0
1
1 | Multilingual - English, French, German, Spanish | 0
2 | Multilingual - English, French, German, Russian | 5
3 | English, Italian, Polish and Portuguese | 7
4 | Chinese, English or French via HMI with English or French only via Communications port- withdrawn | *
5 |  | 0
6 |  | 0
7 |  | 0
1
1 | 40TE Case, 8 inputs & 7 relay outputs | A | 110-250 Vdc (100-240 Vac) 1: 10P14101
2 | 40TE Case, 8 inputs & 8 relay outputs | N | 110-250 Vdc (100-240 Vac) 1: 10P14102
1
1 | Flush/Panel Mounting with Harsh Env. Coating, with USB Port, Black and Silver Front Panel | S
2 | 0 | S
|  | 3 | 4 | 5 | 6 | 7 | 8 | 9 | 10 | 11 | 12 | 13 | 14 | 15 | 16 | 17 | 18 | 19 | 20 | 21 | 22 | 23 | 24 | 25
2026-07-28 | bar: S 3
1 | P | P: CPU3 with extended memory, dual characteristic opto inputs, IEC61850, InterMICOM | 91 – IEC61850 Ed. 1 & 2, Cybersecurity with RBAC/Radius/Syslog, Fixed-Length GOOSE added, GE Rebrand favoured model | 61: IEC61850 Ed. 2, SOV, Additional U/O volt. Stages |  |  |  |  | 91 | 61 | 61 | 61 | 61 | 61 | 61 |  | 61 |  |  | 61 |  | 61 |  | 61 | 2015-12-01
2 | J | J: Dual characteristic opto inputs, IEC61850, InterMiCOM | 52: SOV, Additional U/O volt. stages | 51: Switchgear Status and Control | 50: Withdrawn | 46: Load Blinder, Voltage restrained O/C, Prog. curves, Cyber security | 44: Addition dv/dt prot, 128 Virtual Inputs, 6 O/C Stages | 43: Withdrawn | 52 | 51 | ** | 46 | 44 | ** | ** | 42: Withdrawn | ** | 41: Withdrawn | 36: Withdrawn | ** | 35: Withdrawn | ** | 32 - Withdrawn | ** | 2008-03-06
3 | G | G: Phase 2 CPU, UCA2 | 21 : Withdrawn | 20 - Withdrawn |  |  |  |  | ** | ** | ** | ** | ** | ** | ** |  | ** |  |  | ** |  | ** |  | ** | 2004-02-06
4 | C | C: Second comms card, IEC60870 private codes, P144, improved power supply | 15 : Withdrawn | 17 (Special for LADWP) (withdrawn) |  |  |  |  | ** | ** | ** | ** | ** | ** | ** |  | ** |  |  | ** |  | ** |  | ** | 2004-05-05
5 | B | S 3: B: Expansion I/o and IDMT characteristic enhancements; S 4: 09 - Withdrawn; S 10: **; S 11: **; S 12: **; S 13: **; S 14: **; S 15: **; S 16: **; S 18: **; S 21: **; S 23: **; S 25: ** | 2002-04-30
1
1 | 91 – IEC61850 Ed. 1 & 2, Cybersecurity with RBAC/Radius/Syslog, Fixed-Length GOOSE added, GE Rebrand favoured model | S 3: 91
2 | 61: IEC61850 Ed. 2, SOV, Additional U/O volt. Stages | S 3: 61
3 |  | S 3: 61
4 |  | S 3: 61
5 |  | S 3: 61
6 |  | S 3: 61
7 |  | S 3: 61
8 |  | S 3: 61
9 |  | S 3: 61
10 |  | S 3: 61
11 |  | S 3: 61
** | 2015-12-01
00 | 1999-09-28
01 | 1999-11-10
02 | 2000-05-03
03 | 2000-09-14
04 | 2000-11-30
05 | 2000-12-01
09 | 2002-04-30
10 | 2002-05-31
11 | 2001-11-30
15 | 2004-05-05
16 | 2003-04-02
17 | 2004-02-20
20 | 2004-02-06
21 | 2004-05-04
30 | 2005-01-07
32 | 2005-10-26
34 | 2006-03-21
35 | 2007-02-09
36 | 2007-04-12 | S 3: Not Rebrand
40 | 2008-03-06
41 | 2008-09-21 | S 3: Not Rebrand
42 | 2009-04-10
43 | 2009-12-15
44 | 2011-05-15 | S 3: Not Rebrand
46 | 2013-01-23 | S 3: Rebrand
50 | 2014-03-07 | S 3: Rebrand - Withdrawn
51 | 2015-10-18 | S 3: Rebrand
52 | 2017-02-08 | S 3: Rebrand
61 | 2026-07-28 | S 3: Rebrand
91 | 2026-07-31 | S 3: Rebrand
1
1 | In = 1/5A, Vn = 100-120Vac | bar: S 3
2 | In = 1/5A, Vn = 380-480Vac (Min 196Vac Max 560Vac) | S 3: 2
1
1 | Default | S 3: 0
2 | Customer Specific | bar: S 3

## Date Drivers (hidden)
Key Date | 2026-07-31
| 1999-09-28 | 1999-11-10 | 2000-05-03 | 2000-09-14 | 2000-11-30 | 2000-12-01 | 2001-11-30 | 2002-04-30 | 2002-05-31 | 2003-04-02 | 2004-02-06 | 2004-02-20 | 2004-05-04 | 2004-05-05 | 2004-12-20 | 2005-10-26 | 2006-03-21 | 2006-08-01 | 2007-02-09 | 2007-04-12 | 2008-03-06 | 2008-03-18 | 2008-06-24 | 2008-09-22 | 2009-12-15 | 2011-05-15 | 2012-01-01 | 2014-03-07 | 2014-10-01 | 2015-10-18 | 2016-10-16 | 2017-02-08 | 2026-07-28 | 2026-07-31
Vx Aux Rating | 24-54 Vdc | 24-54 Vdc | 24-54 Vdc | 24-54 Vdc | 24-54 Vdc | 24-54 Vdc | 24-54 Vdc | 24-54 Vdc | 24-54 Vdc | 24-54 Vdc | 24-54 Vdc | 24-54 Vdc | 24-54 Vdc | 24-54 Vdc | 24-54 Vdc | 24-54 Vdc | 24-54 Vdc | 24-54 Vdc | 24-54 Vdc | 24-54 Vdc | 24-54 Vdc | 24-54 Vdc | 24-54 Vdc | 24-54 Vdc | 24-54 Vdc | 24-54 Vdc | 24-54 Vdc | 24-54 Vdc | 24-54 Vdc | 24-54 Vdc | 24-54 Vdc | 24-54 Vdc | 24-54 Vdc | 24-54 Vdc
| 48-125 Vdc (40-100 Vac) | 48-125 Vdc (40-100 Vac) | 48-125 Vdc (40-100 Vac) | 48-125 Vdc (40-100 Vac) | 48-125 Vdc (40-100 Vac) | 48-125 Vdc (40-100 Vac) | 48-125 Vdc (40-100 Vac) | 48-125 Vdc (40-100 Vac) | 48-125 Vdc (40-100 Vac) | 48-125 Vdc (40-100 Vac) | 48-125 Vdc (40-100 Vac) | 48-125 Vdc (40-100 Vac) | 48-125 Vdc (40-100 Vac) | 48-125 Vdc (40-100 Vac) | 48-125 Vdc (40-100 Vac) | 48-125 Vdc (40-100 Vac) | 48-125 Vdc (40-100 Vac) | 48-125 Vdc (40-100 Vac) | 48-125 Vdc (40-100 Vac) | 48-125 Vdc (40-100 Vac) | 48-125 Vdc (40-100 Vac) | 48-125 Vdc (40-100 Vac) | 48-125 Vdc (40-100 Vac) | 48-125 Vdc (40-100 Vac) | 48-125 Vdc (40-100 Vac) | 48-125 Vdc (40-100 Vac) | 48-125 Vdc (40-100 Vac) | 48-125 Vdc (40-100 Vac) | 48-125 Vdc (40-100 Vac) | 48-125 Vdc (40-100 Vac) | 48-125 Vdc (40-100 Vac) | 48-125 Vdc (40-100 Vac) | 48-125 Vdc (40-100 Vac) | 48-125 Vdc (40-100 Vac)
| 110-250 Vdc (100-240 Vac) | 110-250 Vdc (100-240 Vac) | 110-250 Vdc (100-240 Vac) | 110-250 Vdc (100-240 Vac) | 110-250 Vdc (100-240 Vac) | 110-250 Vdc (100-240 Vac) | 110-250 Vdc (100-240 Vac) | 110-250 Vdc (100-240 Vac) | 110-250 Vdc (100-240 Vac) | 110-250 Vdc (100-240 Vac) | 110-250 Vdc (100-240 Vac) | 110-250 Vdc (100-240 Vac) | 110-250 Vdc (100-240 Vac) | 110-250 Vdc (100-240 Vac) | 110-250 Vdc (100-240 Vac) | 110-250 Vdc (100-240 Vac) | 110-250 Vdc (100-240 Vac) | 110-250 Vdc (100-240 Vac) | 110-250 Vdc (100-240 Vac) | 110-250 Vdc (100-240 Vac) | 110-250 Vdc (100-240 Vac) | 110-250 Vdc (100-240 Vac) | 110-250 Vdc (100-240 Vac) | 110-250 Vdc (100-240 Vac) | 110-250 Vdc (100-240 Vac) | 110-250 Vdc (100-240 Vac) | 110-250 Vdc (100-240 Vac) | 110-250 Vdc (100-240 Vac) | 110-250 Vdc (100-240 Vac) | 110-250 Vdc (100-240 Vac) | 110-250 Vdc (100-240 Vac) | 110-250 Vdc (100-240 Vac) | 110-250 Vdc (100-240 Vac) | 110-250 Vdc (100-240 Vac)
| 7 | 7 | 7 | 7 | 7 | 7 | 7 | 7 | 7 | 7 | 7 | 7 | 7 | 7 | 7 | 7 | 7 | 7 | 7 | 7 | 7 | 7 | 7 | 7 | 7 | 7 | 7 | 7 | 7 | 7 | 7 | 7 | 7 | 7
| 8 | 8 | 8 | 8 | 8 | 8 | 8 | 8 | 8 | 8 | 8 | 8 | 8 | 8 | 8 | 8 | 8 | 8 | 8 | 8 | 8 | 8 | 8 | 8 | 8 | 8 | 8 | 8 | 8 | 8 | 8 | 8 | 8 | 8
| 9 | 9 | 9 | 9 | 9 | 9 | 9 | 9 | 9 | 9 | 9 | 9 | 9 | 9 | 9 | 9 | 9 | 9 | 9 | 9 | 9 | 9 | 9 | 9 | 9 | 9 | 9 | 9 | 9 | 9 | 9 | 9 | 9 | 9
Protocol/Comms Options | K-Bus | K-Bus | K-Bus | K-Bus | K-Bus | K-Bus | K-Bus | K-Bus | K-Bus | K-Bus | K-Bus | DNP3.0 | K-Bus | K-Bus | K-Bus | K-Bus | K-Bus | K-Bus | K-Bus | K-Bus | K-Bus | K-Bus | K-Bus | K-Bus | K-Bus | K-Bus | K-Bus | K-Bus | K-Bus | K-Bus | K-Bus | K-Bus | K-Bus | K-Bus
| Modbus | Modbus | Modbus | Modbus | Modbus | Modbus | Modbus | Modbus | Modbus | Modbus | Modbus |  | Modbus | Modbus | Modbus | Modbus | Modbus | Modbus | Modbus | Modbus | Modbus | Modbus | Modbus | Modbus | Modbus | Modbus | Modbus | Modbus | Modbus | Modbus | Modbus | Modbus | Modbus | IEC60870-5-103 (VDEW)
| IEC60870-5-103 (VDEW) | IEC60870-5-103 (VDEW) | IEC60870-5-103 (VDEW) | IEC60870-5-103 (VDEW) | IEC60870-5-103 (VDEW) | IEC60870-5-103 (VDEW) | IEC60870-5-103 (VDEW) | IEC60870-5-103 (VDEW) | IEC60870-5-103 (VDEW) | IEC60870-5-103 (VDEW) | IEC60870-5-103 (VDEW) |  | IEC60870-5-103 (VDEW) | IEC60870-5-103 (VDEW) | IEC60870-5-103 (VDEW) | IEC60870-5-103 (VDEW) | IEC60870-5-103 (VDEW) | IEC60870-5-103 (VDEW) | IEC60870-5-103 (VDEW) | IEC60870-5-103 (VDEW) | IEC60870-5-103 (VDEW) | IEC60870-5-103 (VDEW) | IEC60870-5-103 (VDEW) | IEC60870-5-103 (VDEW) | IEC60870-5-103 (VDEW) | IEC60870-5-103 (VDEW) | IEC60870-5-103 (VDEW) | IEC60870-5-103 (VDEW) | IEC60870-5-103 (VDEW) | IEC60870-5-103 (VDEW) | IEC60870-5-103 (VDEW) | IEC60870-5-103 (VDEW) | IEC60870-5-103 (VDEW) | DNP3.0
| DNP3.0 | DNP3.0 | DNP3.0 | DNP3.0 | DNP3.0 | DNP3.0 | DNP3.0 | DNP3.0 | DNP3.0 | DNP3.0 | DNP3.0 |  | DNP3.0 | DNP3.0 | DNP3.0 | DNP3.0 | DNP3.0 | DNP3.0 | DNP3.0 | DNP3.0 | DNP3.0 | DNP3.0 | DNP3.0 | DNP3.0 | DNP3.0 | DNP3.0 | DNP3.0 | DNP3.0 | DNP3.0 | DNP3.0 | DNP3.0 | DNP3.0 | DNP3.0
| 1 | 1 | 1 | 1 | 1 | 1 | 1 | 1 | 1 | 1 | 1 | 4 | 1 | 1 | 1 | 1 | 1 | 1 | 1 | 1 | 1 | 1 | 1 | 1 | 1 | 1 | 1 | 1 | 1 | 1 | 1 | 1 | 1 | 1
| 2 | 2 | 2 | 2 | 2 | 2 | 2 | 2 | 2 | 2 | 2 | 4 | 2 | 2 | 2 | 2 | 2 | 2 | 2 | 2 | 2 | 2 | 2 | 2 | 2 | 2 | 2 | 2 | 2 | 2 | 2 | 2 | 2 | 3
| 3 | 3 | 3 | 3 | 3 | 3 | 3 | 3 | 3 | 3 | 3 | 4 | 3 | 3 | 3 | 3 | 3 | 3 | 3 | 3 | 3 | 3 | 3 | 3 | 3 | 3 | 3 | 3 | 3 | 3 | 3 | 3 | 3 | 4
| 4 | 4 | 4 | 4 | 4 | 4 | 4 | 4 | 4 | 4 | 4 | 4 | 4 | 4 | 4 | 4 | 4 | 4 | 4 | 4 | 4 | 4 | 4 | 4 | 4 | 4 | 4 | 4 | 4 | 4 | 4 | 4 | 4 | 4
Language Option | Multilingual - English, French, German, Spanish | Multilingual - English, French, German, Spanish | Multilingual - English, French, German, Spanish | Multilingual - English, French, German, Spanish | Multilingual - English, French, German, Spanish | Multilingual - English, French, German, Spanish | Multilingual - English, French, German, Spanish | Multilingual - English, French, German, Spanish | Multilingual - English, French, German, Spanish | Multilingual - English, French, German, Spanish | Multilingual - English, French, German, Spanish | Multilingual - English, French, German, Spanish | Multilingual - English, French, German, Spanish | Multilingual - English, French, German, Spanish | Multilingual - English, French, German, Spanish | Multilingual - English, French, German, Spanish | Multilingual - English, French, German, Spanish | Multilingual - English, French, German, Spanish | Multilingual - English, French, German, Spanish | Multilingual - English, French, German, Spanish | Multilingual - English, French, German, Spanish | Multilingual - English, French, German, Spanish | Multilingual - English, French, German, Spanish | Multilingual - English, French, German, Spanish | Multilingual - English, French, German, Spanish | Multilingual - English, French, German, Spanish | Multilingual - English, French, German, Spanish | Multilingual - English, French, German, Spanish | Multilingual - English, French, German, Spanish | Multilingual - English, French, German, Spanish | Multilingual - English, French, German, Spanish | Multilingual - English, French, German, Spanish | Multilingual - English, French, German, Spanish | Multilingual - English, French, German, Spanish
[11 empty] | Multilingual - English, French, German, Russian |  | Multilingual - English, French, German, Russian |  | Multilingual - English, French, German, Russian | Multilingual - English, French, German, Russian | Multilingual - English, French, German, Russian | Multilingual - English, French, German, Russian | Multilingual - English, French, German, Russian | Multilingual - English, French, German, Russian | Multilingual - English, French, German, Russian | Multilingual - English, French, German, Russian | Multilingual - English, French, German, Russian | Multilingual - English, French, German, Russian | Multilingual - English, French, German, Russian | Multilingual - English, French, German, Russian | Multilingual - English, French, German, Russian | Multilingual - English, French, German, Russian | Multilingual - English, French, German, Russian | Multilingual - English, French, German, Russian | Multilingual - English, French, German, Russian | Multilingual - English, French, German, Russian | Multilingual - English, French, German, Russian | Multilingual - English, French, German, Russian
[19 empty] | Chinese, English or French via HMI with English or French only via Communications port | Chinese, English or French via HMI with English or French only via Communications port | Chinese, English or French via HMI with English or French only via Communications port | Chinese, English or French via HMI with English or French only via Communications port | Chinese, English or French via HMI with English or French only via Communications port | Chinese, English or French via HMI with English or French only via Communications port | Chinese, English or French via HMI with English or French only via Communications port | Chinese, English or French via HMI with English or French only via Communications port | Chinese, English or French via HMI with English or French only via Communications port | English, Italian, Polish and Portuguese | English, Italian, Polish and Portuguese | English, Italian, Polish and Portuguese | English, Italian, Polish and Portuguese | English, Italian, Polish and Portuguese | English, Italian, Polish and Portuguese | English, Italian, Polish and Portuguese
[28 empty] | Chinese, English or French via HMI with English or French only via Communications port | Chinese, English or French via HMI with English or French only via Communications port | Chinese, English or French via HMI with English or French only via Communications port | Chinese, English or French via HMI with English or French only via Communications port | Chinese, English or French via HMI with English or French only via Communications port | Chinese, English or French via HMI with English or French only via Communications port | Chinese, English or French via HMI with English or French only via Communications port- withdrawn
| 0 | 0 | 0 | 0 | 0 | 0 | 0 | 0 | 0 | 0 | 0 | 0 | 0 | 0 | 0 | 0 | 0 | 0 | 0 | 0 | 0 | 0 | 0 | 0 | 0 | 0 | 0 | 0 | 0 | 0 | 0 | 0 | 0 | 0
| 0 | 0 | 0 | 0 | 0 | 0 | 0 | 0 | 0 | 0 | 5 | 0 | 5 | 0 | 5 | 5 | 5 | 5 | 5 | 5 | 5 | 5 | 5 | 5 | 5 | 5 | 5 | 5 | 5 | 5 | 5 | 5 | 5 | 5
| 0 | 0 | 0 | 0 | 0 | 0 | 0 | 0 | 0 | 0 | 5 | 0 | 5 | 0 | 5 | 5 | 5 | 5 | C | C | C | C | C | C | C | C | C | 7 | 7 | 7 | 7 | 7 | 7 | 7
| 0 | 0 | 0 | 0 | 0 | 0 | 0 | 0 | 0 | 0 | 5 | 0 | 5 | 0 | 5 | 5 | 5 | 5 | C | C | C | C | C | C | C | C | C | C | C | C | C | C | C | *
| 0 | 0 | 0 | 0 | 0 | 0 | 0 | 0 | 0 | 0 | 5 | 0 | 5 | 0 | 5 | 5 | 5 | 5
| 0 | 0 | 0 | 0 | 0 | 0 | 0 | 0 | 0 | 0 | 5 | 0 | 5 | 0 | 5 | 5 | 5 | 5
| 0 | 0 | 0 | 0 | 0 | 0 | 0 | 0 | 0 | 0 | 5 | 0 | 5 | 0 | 5 | 5 | 5 | 5
Settings | Default | Default | Default | Default | Default | Default | Default | Default | Default | Default | Default | Default | Default | Default | Default | Default | Default | Default | Default | Default | Default | Default | Default | Default | Default | Default | Default | Default | Default | Default | Default | Default | Default | Default
| 0 | 0 | 0 | 0 | 0 | 0 | 0 | 0 | 0 | 0 | 0 | 0 | 0 | 0 | 0 | 0 | 0 | 0 | 0 | 0 | 0 | 0 | 0 | 0 | 0 | 0 | 0 | 0 | 0 | 0 | 0 | 0 | 0 | 0
Livery Options | Flush Panel Mounting, with Harsh Environment Coating | Flush Panel Mounting, with Harsh Environment Coating | Flush/Panel Mounting with Harsh Env.Coating, White Front Panel - Withdrawn | Flush/Panel Mounting with Harsh Env.Coating, White Front Panel - Withdrawn | Flush/Panel Mounting with Harsh Env.Coating, White Front Panel - Withdrawn | Flush/Panel Mounting with Harsh Env.Coating, White Front Panel - Withdrawn | Flush/Panel Mounting with Harsh Env.Coating, White Front Panel - Withdrawn | Flush/Panel Mounting with Harsh Env.Coating, White Front Panel - Withdrawn | Flush/Panel Mounting with Harsh Env.Coating, White Front Panel - Withdrawn | Flush/Panel Mounting with Harsh Env.Coating, White Front Panel - Withdrawn | Flush/Panel Mounting with Harsh Env.Coating, White Front Panel - Withdrawn | Flush/Panel Mounting with Harsh Env.Coating, White Front Panel - Withdrawn | Flush/Panel Mounting with Harsh Env.Coating, White Front Panel - Withdrawn | Flush/Panel Mounting with Harsh Env.Coating, White Front Panel - Withdrawn | Flush/Panel Mounting with Harsh Env.Coating, White Front Panel - Withdrawn | Flush/Panel Mounting with Harsh Env.Coating, White Front Panel - Withdrawn | Flush/Panel Mounting with Harsh Env.Coating, White Front Panel - Withdrawn | Flush/Panel Mounting with Harsh Env.Coating, White Front Panel - Withdrawn | Flush/Panel Mounting with Harsh Env.Coating, White Front Panel - Withdrawn | Flush/Panel Mounting with Harsh Env.Coating, White Front Panel - Withdrawn | Flush/Panel Mounting with Harsh Env.Coating, White Front Panel - Withdrawn | Flush/Panel Mounting with Harsh Env.Coating, White Front Panel - Withdrawn | Flush/Panel Mounting with Harsh Env.Coating, White Front Panel - Withdrawn | Flush/Panel Mounting with Harsh Env.Coating, White Front Panel - Withdrawn | Flush/Panel Mounting with Harsh Env.Coating, White Front Panel - Withdrawn | Flush/Panel Mounting with Harsh Env.Coating, White Front Panel - Withdrawn | Flush/Panel Mounting with Harsh Env.Coating, White Front Panel - Withdrawn | Flush/Panel Mounting with Harsh Env.Coating, White Front Panel - Withdrawn | Flush/Panel Mounting with Harsh Env.Coating, White Front Panel - Withdrawn | Flush/Panel Mounting with Harsh Env.Coating, White Front Panel - Withdrawn | Flush/Panel Mounting with Harsh Env.Coating, White Front Panel - Withdrawn | Flush/Panel Mounting with Harsh Env.Coating, White Front Panel - Withdrawn | Flush/Panel Mounting with Harsh Env.Coating, White Front Panel - Withdrawn | Flush/Panel Mounting with Harsh Env. Coating, with USB Port, Black and Silver Front Panel
| Flush Panel Mounting, with harsh environment coating | Flush Panel Mounting, with harsh environment coating | Flush Panel Mounting, with harsh environment coating | Flush Panel Mounting, with harsh environment coating | Flush Panel Mounting, with harsh environment coating | Flush Panel Mounting, with harsh environment coating | Flush Panel Mounting, with harsh environment coating | Flush Panel Mounting, with harsh environment coating | Flush Panel Mounting, with harsh environment coating | Flush Panel Mounting, with harsh environment coating | Flush Panel Mounting, with harsh environment coating | Flush Panel Mounting, with harsh environment coating | Flush Panel Mounting, with harsh environment coating | Flush Panel Mounting, with harsh environment coating | Flush Panel Mounting, with harsh environment coating | Flush Panel Mounting, with harsh environment coating | Flush Panel Mounting, with harsh environment coating | Flush Panel Mounting, with harsh environment coating | Flush Panel Mounting, with harsh environment coating | [6 empty] | Flush/Panel Mounting with Harsh Env. Coating, with USB Port, Black and Silver Front Panel | Flush/Panel Mounting with Harsh Env. Coating, with USB Port, Black and Silver Front Panel | Flush/Panel Mounting with Harsh Env. Coating, with USB Port, Black and Silver Front Panel | Flush/Panel Mounting with Harsh Env. Coating, with USB Port, Black and Silver Front Panel | Flush/Panel Mounting with Harsh Env. Coating, with USB Port, Black and Silver Front Panel | Flush/Panel Mounting with Harsh Env. Coating, with USB Port, Black and Silver Front Panel | Flush/Panel Mounting with Harsh Env. Coating, with USB Port, Black and Silver Front Panel | Flush/Panel Mounting with Harsh Env. Coating, with USB Port, Black and Silver Front Panel
| M | M | M | M | M | M | * | * | * | * | * | * | * | * | * | * | * | * | * | * | * | * | * | * | * | * | * | * | * | * | * | * | * | S
| P | P | P | P | P | P | * | * | * | * | * | * | * | * | * | * | * | * | * | * | * | * | * | * | * | S | S | S | S | S | S | S | S | S
| A | A | A | A | A | A | B | B | B | C | G | C | G | C | J | J | J | J | J | J | J | J | J | J | J | J | J | J | J | J | P | P | P | P
[7 empty] | A | A | A | B | C | B | C | G | G | G | G | G | G | G | G | G | G | G | G | G | G | G | G | G | J | J | J | J
[10 empty] | A | B | A | B | B | C | C | C | C | C | C | C | C | C | C | C | C | C | C | C | C | G | G | G | G
[11 empty] | A |  | A | A | B | B | B | B | B | B | B | B | B | B | B | B | B | B | B | B | C | C | C | C
[15 empty] | A | A | A | A | A | A | A | A | A | A | A | A | A | A | A | A | B | B | B | B
| A : Phase 1 | A : Phase 1 | A : Phase 1 | A : Phase 1 | A : Phase 1 | A : Phase 1 | B: Expansion I/o and IDMT characteristic enhancements | B: Expansion I/o and IDMT characteristic enhancements | B: Expansion I/o and IDMT characteristic enhancements | C: Second comms card, IEC60870 private codes, P144, improved power supply | G: Phase 2 CPU, UCA2 | C: Second comms card, IEC60870 private codes, P144, improved power supply | G: Phase 2 CPU, UCA2 | C: Second comms card, IEC60870 private codes, P144, improved power supply | J: Dual characteristic opto inputs, IEC61850, InterMiCOM | J: Dual characteristic opto inputs, IEC61850, InterMiCOM | J: Dual characteristic opto inputs, IEC61850, InterMiCOM | J: Dual characteristic opto inputs, IEC61850, InterMiCOM | J: Dual characteristic opto inputs, IEC61850, InterMiCOM | J: Dual characteristic opto inputs, IEC61850, InterMiCOM | J: Dual characteristic opto inputs, IEC61850, InterMiCOM | J: Dual characteristic opto inputs, IEC61850, InterMiCOM | J: Dual characteristic opto inputs, IEC61850, InterMiCOM | J: Dual characteristic opto inputs, IEC61850, InterMiCOM | J: Dual characteristic opto inputs, IEC61850, InterMiCOM | J: Dual characteristic opto inputs, IEC61850, InterMiCOM | J: Dual characteristic opto inputs, IEC61850, InterMiCOM | J: Dual characteristic opto inputs, IEC61850, InterMiCOM | J: Dual characteristic opto inputs, IEC61850, InterMiCOM | J: Dual characteristic opto inputs, IEC61850, InterMiCOM | P: CPU3 with extended memory, dual characteristic opto inputs, IEC61850, InterMICOM | P: CPU3 with extended memory, dual characteristic opto inputs, IEC61850, InterMICOM | P: CPU3 with extended memory, dual characteristic opto inputs, IEC61850, InterMICOM | P: CPU3 with extended memory, dual characteristic opto inputs, IEC61850, InterMICOM
[7 empty] | A : Phase 1 | A : Phase 1 | A : Phase 1 | B: Expansion I/o and IDMT characteristic enhancements | C: Second comms card, IEC60870 private codes, P144, improved power supply | B: Expansion I/o and IDMT characteristic enhancements | C: Second comms card, IEC60870 private codes, P144, improved power supply | G: Phase 2 CPU, UCA2 | G: Phase 2 CPU, UCA2 | G: Phase 2 CPU, UCA2 | G: Phase 2 CPU, UCA2 | G: Phase 2 CPU, UCA2 | G: Phase 2 CPU, UCA2 | G: Phase 2 CPU, UCA2 | G: Phase 2 CPU, UCA2 | G: Phase 2 CPU, UCA2 | G: Phase 2 CPU, UCA2 | G: Phase 2 CPU, UCA2 | G: Phase 2 CPU, UCA2 | G: Phase 2 CPU, UCA2 | G: Phase 2 CPU, UCA2 | G: Phase 2 CPU, UCA2 | G: Phase 2 CPU, UCA2 | G: Phase 2 CPU, UCA2 | J: Dual characteristic opto inputs, IEC61850, InterMiCOM | J: Dual characteristic opto inputs, IEC61850, InterMiCOM | J: Dual characteristic opto inputs, IEC61850, InterMiCOM | J: Dual characteristic opto inputs, IEC61850, InterMiCOM
[10 empty] | A : Phase 1 | B: Expansion I/o and IDMT characteristic enhancements | A : Phase 1 | B: Expansion I/o and IDMT characteristic enhancements | B: Expansion I/o and IDMT characteristic enhancements | C: Second comms card, IEC60870 private codes, P144, improved power supply | C: Second comms card, IEC60870 private codes, P144, improved power supply | C: Second comms card, IEC60870 private codes, P144, improved power supply | C: Second comms card, IEC60870 private codes, P144, improved power supply | C: Second comms card, IEC60870 private codes, P144, improved power supply | C: Second comms card, IEC60870 private codes, P144, improved power supply | C: Second comms card, IEC60870 private codes, P144, improved power supply | C: Second comms card, IEC60870 private codes, P144, improved power supply | C: Second comms card, IEC60870 private codes, P144, improved power supply | C: Second comms card, IEC60870 private codes, P144, improved power supply | C: Second comms card, IEC60870 private codes, P144, improved power supply | C: Second comms card, IEC60870 private codes, P144, improved power supply | C: Second comms card, IEC60870 private codes, P144, improved power supply | C: Second comms card, IEC60870 private codes, P144, improved power supply | C: Second comms card, IEC60870 private codes, P144, improved power supply | C: Second comms card, IEC60870 private codes, P144, improved power supply | G: Phase 2 CPU, UCA2 | G: Phase 2 CPU, UCA2 | G: Phase 2 CPU, UCA2 | G: Phase 2 CPU, UCA2
[11 empty] | A: Original Release - Phase 1 |  | A: Original Release - Phase 1 | A: Original Release - Phase 1 | B: Expansion I/o and IDMT characteristic enhancements | B: Expansion I/o and IDMT characteristic enhancements | B: Expansion I/o and IDMT characteristic enhancements | B: Expansion I/o and IDMT characteristic enhancements | B: Expansion I/o and IDMT characteristic enhancements | B: Expansion I/o and IDMT characteristic enhancements | B: Expansion I/o and IDMT characteristic enhancements | B: Expansion I/o and IDMT characteristic enhancements | B: Expansion I/o and IDMT characteristic enhancements | B: Expansion I/o and IDMT characteristic enhancements | B: Expansion I/o and IDMT characteristic enhancements | B: Expansion I/o and IDMT characteristic enhancements | B: Expansion I/o and IDMT characteristic enhancements | B: Expansion I/o and IDMT characteristic enhancements | B: Expansion I/o and IDMT characteristic enhancements | B: Expansion I/o and IDMT characteristic enhancements | C: Second comms card, IEC60870 private codes, P144, improved power supply | C: Second comms card, IEC60870 private codes, P144, improved power supply | C: Second comms card, IEC60870 private codes, P144, improved power supply | C: Second comms card, IEC60870 private codes, P144, improved power supply
[15 empty] | A: Original Release - Phase 1 | A: Original Release - Phase 1 | A: Original Release - Phase 1 | A: Original Release - Phase 1 | A: Original Release - Phase 1 | A: Original Release - Phase 1 | A: Original Release - Phase 1 | A: Original Release - Phase 1 | A: Original Release - Phase 1 | A: Original Release - Phase 1 | A: Original Release - Phase 1 | A: Original Release - Phase 1 | A: Original Release - Phase 1 | A: Original Release - Phase 1 | A: Original Release - Phase 1 | A: Original Release - Phase 1 | B: Expansion I/o and IDMT characteristic enhancements | B: Expansion I/o and IDMT characteristic enhancements | B: Expansion I/o and IDMT characteristic enhancements | B: Expansion I/o and IDMT characteristic enhancements
| 00 | 01 | 02 | 03 | 04 | 05 : latest mainstream release | 11 | 11 | 11 | 16 | 20 | 17 | 21 : latest mainstream release | 15 : latest mainstream release | 30 : latest mainstream release | 32 : latest mainstream release | 34 : mainstream with Chinese, English or French HMI | 35 : Withdrawn | 35 : Withdrawn | 36 : latest mainstream release | 40 : latest mainstream release | 40 : latest mainstream release | 41: Latest mainstream release | 42: Withdrawn | 43: Withdrawn | 46: Load Blinder, Voltage restrained O/C, Prog. curves, Cyber security | 50: CB fail, SEF & GOOSE Enhancements | 50: CB fail, SEF & GOOSE Enhancements | 51: Switchgear Status and Control | 51: Switchgear Status and Control | 51: Switchgear Status and Control | 51: Switchgear Status and Control | 52: SOV, Additional U/O volt. stages | 52: SOV, Additional U/O volt. stages
| 00 | 00 | 01 | 02 | 03 | 04 | 11 | 09 | 10 : latest mainstream release | 16 | 20 | 16 | 20 | 17 | 30 : latest mainstream release | 30 : latest mainstream release | 32 : latest mainstream release | 34 : mainstream with Chinese, English or French HMI | 34 : mainstream with Chinese, English or French HMI | 35 : Withdrawn | 36: Local Time Suppport | 36: Local Time Suppport | 40: InterMiCOM, DNP3 over Ethernet, | 41: Second Harmonic Blocking/DNP3 aliased Control Inputs | 42: Withdrawn | 44: Addition dv/dt prot, 128 Virtual Inputs, 6 O/C Stages | 46: Load Blinder, Voltage restrained O/C, Prog. curves, Cyber security | 46: Load Blinder, Voltage restrained O/C, Prog. curves, Cyber security | 50: Withdrawn | 50: Withdrawn | 50: Withdrawn | 50: Withdrawn | 51: Switchgear Status and Control | 51: Switchgear Status and Control
| 00 | 00 | 00 | 01 | 02 | 03 | 11 | 09 | 09 | 16 | 20 | 16 | 20 | 16 | 30 : latest mainstream release | 30 : latest mainstream release | 30 : latest mainstream release | 32 : latest mainstream release | 32 : latest mainstream release | 34 : mainstream with Chinese, English or French HMI | 35 : Withdrawn | 35 : Withdrawn | 36: Local Time Suppport | 40: InterMiCOM, DNP3 over Ethernet, | 41: Second Harmonic Blocking/DNP3 aliased Control Inputs | 43: Withdrawn | 44: Addition dv/dt prot, 128 Virtual Inputs, 6 O/C Stages | 44: Addition dv/dt prot, 128 Virtual Inputs, 6 O/C Stages | 46: Load Blinder, Voltage restrained O/C, Prog. curves, Cyber security | 46: Load Blinder, Voltage restrained O/C, Prog. curves, Cyber security | 46: Load Blinder, Voltage restrained O/C, Prog. curves, Cyber security | 46: Load Blinder, Voltage restrained O/C, Prog. curves, Cyber security | 50: Withdrawn | 50: Withdrawn
| 00 | 00 | 00 | 00 | 01 | 02 | 11 | 09 | 09 | 16 | 20 | 16 | 20 | 16 | 30 : latest mainstream release | 30 : latest mainstream release | 30 : latest mainstream release | 30 : latest mainstream release | 30 : latest mainstream release | 32 : latest mainstream release | 34 : mainstream with Chinese, English or French HMI | 34 : mainstream with Chinese, English or French HMI | 35 : Withdrawn | 36: Local Time Suppport | 40: InterMiCOM, DNP3 over Ethernet, | 42: Withdrawn | 43: Withdrawn | 43: Withdrawn | 44: Addition dv/dt prot, 128 Virtual Inputs, 6 O/C Stages | 44: Addition dv/dt prot, 128 Virtual Inputs, 6 O/C Stages | 44: Addition dv/dt prot, 128 Virtual Inputs, 6 O/C Stages | 44: Addition dv/dt prot, 128 Virtual Inputs, 6 O/C Stages | 46: Load Blinder, Voltage restrained O/C, Prog. curves, Cyber security | 46: Load Blinder, Voltage restrained O/C, Prog. curves, Cyber security
| 00 | 00 | 00 | 00 | 00 | 01 | 11 | 09 | 09 | 16 | 20 | 16 | 20 | 16 | 30 : latest mainstream release | 30 : latest mainstream release | 30 : latest mainstream release | 30 : latest mainstream release | 30 : latest mainstream release | 30 : latest mainstream release | 32 | 32 | 34 : With Chinese, English or French HMI | 35 : Withdrawn | 36: Local Time Suppport | 41: Second Harmonic Blocking/DNP3 aliased Control Inputs | 42: Withdrawn | 42: Withdrawn | 43: Withdrawn | 43: Withdrawn | 43: Withdrawn | 43: Withdrawn | 44: Addition dv/dt prot, 128 Virtual Inputs, 6 O/C Stages | 44: Addition dv/dt prot, 128 Virtual Inputs, 6 O/C Stages
| 00 | 00 | 00 | 00 | 00 | 00 | 11 | 09 | 09 | 16 | 20 | 16 | 20 | 16 | 30 : latest mainstream release | 30 : latest mainstream release | 30 : latest mainstream release | 30 : latest mainstream release | 30 : latest mainstream release | 30 : latest mainstream release | 30 | 30 | 32 | 34 : With Chinese, English or French HMI | 35: Withdrawn | 40: Withdrawn | 41: Second Harmonic Blocking/DNP3 aliased Control Inputs | 41: Second Harmonic Blocking/DNP3 aliased Control Inputs | 42: Withdrawn | 42: Withdrawn | 42: Withdrawn | 42: Withdrawn | 43: Withdrawn | 43: Withdrawn
[7 empty] | 05 : latest mainstream release | 05 : latest mainstream release | 05 : latest mainstream release | 11 | 16 | 11 | 16 | 21 : latest mainstream release | 21 : latest mainstream release | 21 : latest mainstream release | 21 : latest mainstream release | 21 : latest mainstream release | 21 : latest mainstream release | 21 : latest mainstream release | 21 : latest mainstream release | 21 : latest mainstream release | 21 : latest mainstream release | 21 : latest mainstream release | 21 : latest mainstream release | 21 : latest mainstream release | 21 : latest mainstream release | 21 : latest mainstream release | 21 : latest mainstream release | 21 : latest mainstream release | 21 : latest mainstream release | 21 : Withdrawn | 21 : Withdrawn | 21 : Withdrawn
[7 empty] | 04 | 04 | 04 | 10 : latest mainstream release | 16 | 10 : latest mainstream release | 16 | 20 | 20 | 20 | 20 | 20 | 20 | 20 | 20 | 20 | 20 | 20 | 20 | 20 | 20 | 20 | 20 | 20 | 20 | 20 - Withdrawn | 20 - Withdrawn | 20 - Withdrawn
[7 empty] | 03 | 03 | 03 | 09 | 16 | 09 | 16 | 20 | 20 | 20 | 20 | 20 | 20 | 20 | 20 | 20 | 20 | 20 | 20 | 20 | 20 | 20 | 20 | 20 | 20 | 20 | 20 | 20
[7 empty] | 02 | 02 | 02 | 09 | 16 | 09 | 16 | 20 | 20 | 20 | 20 | 20 | 20 | 20 | 20 | 20 | 20 | 20 | 20 | 20 | 20 | 20 | 20 | 20 | 20 | 20 | 20 | 20
[7 empty] | 01 | 01 | 01 | 09 | 16 | 09 | 16 | 20 | 20 | 20 | 20 | 20 | 20 | 20 | 20 | 20 | 20 | 20 | 20 | 20 | 20 | 20 | 20 | 20 | 20 | 20 | 20 | 20
[7 empty] | 00 | 00 | 00 | 09 | 16 | 09 | 16 | 20 | 20 | 20 | 20 | 20 | 20 | 20 | 20 | 20 | 20 | 20 | 20 | 20 | 20 | 20 | 20 | 20 | 20 | 20 | 20 | 20
[10 empty] | 05 : latest mainstream release | 11 | 05 : latest mainstream release | 11 | 11 | 17 | 17 | 17 | 17 | 17 | 17 | 17 | 17 | 17 | 15 : latest mainstream release | 15 : latest mainstream release | 15 : latest mainstream release | 15 : latest mainstream release | 15 : latest mainstream release | 15 : latest mainstream release | 15 : Withdrawn | 15 : Withdrawn | 15 : Withdrawn | 15 : Withdrawn | 15 : Withdrawn
[10 empty] | 04 | 10 : latest mainstream release | 04 | 10 : latest mainstream release | 10 : latest mainstream release | 16 | 16 | 16 | 16 | 16 | 16 | 16 | 16 | 16 | 16 | 16 | 17 (Special for LADWP) | 17 (Special for LADWP) | 17 (Special for LADWP) | 17 (Special for LADWP) | 17 (Special for LADWP) (withdrawn) | 17 (Special for LADWP) (withdrawn) | 17 (Special for LADWP) (withdrawn) | 17 (Special for LADWP) (withdrawn) | 17 (Special for LADWP) (withdrawn)
[10 empty] | 03 | 09 | 03 | 09 | 09 | 15 : latest mainstream release | 15 : latest mainstream release | 15 : latest mainstream release | 15 : latest mainstream release | 15 : latest mainstream release | 15 : latest mainstream release | 15 : latest mainstream release | 15 : latest mainstream release | 15 : latest mainstream release | 17 (Special for LADWP) | 17 (Special for LADWP)
[10 empty] | 02 | 09 | 02 | 09 | 09 | 15 : latest mainstream release | 15 : latest mainstream release | 15 : latest mainstream release | 15 : latest mainstream release | 15 : latest mainstream release | 15 : latest mainstream release | 15 : latest mainstream release | 15 : latest mainstream release | 15 : latest mainstream release
[10 empty] | 01 | 09 | 01 | 09 | 09 | 15 : latest mainstream release | 15 : latest mainstream release | 15 : latest mainstream release | 15 : latest mainstream release | 15 : latest mainstream release | 15 : latest mainstream release | 15 : latest mainstream release | 15 : latest mainstream release | 15 : latest mainstream release
[10 empty] | 00 | 09 | 00 | 09 | 09 | 15 : latest mainstream release | 15 : latest mainstream release | 15 : latest mainstream release | 15 : latest mainstream release | 15 : latest mainstream release | 15 : latest mainstream release | 15 : latest mainstream release | 15 : latest mainstream release | 15 : latest mainstream release
[11 empty] | 05 : latest mainstream release |  | 05 : latest mainstream release | 05 : latest mainstream release | 10 : latest mainstream release | 10 : latest mainstream release | 10 : latest mainstream release | 10 : latest mainstream release | 10 : latest mainstream release | 10 : latest mainstream release | 10 : latest mainstream release | 10 : latest mainstream release | 10 : latest mainstream release | 10 : latest mainstream release | 10 : latest mainstream release | 09 | 09 - Withdrawn | 09 - Withdrawn | 09 - Withdrawn | 09 - Withdrawn | 09 - Withdrawn | 09 - Withdrawn | 09 - Withdrawn | 09 - Withdrawn
[11 empty] | 04 |  | 04 | 04 | 09 | 09 | 09 | 09 | 09 | 09 | 09 | 09 | 09 | 09 | 09
[11 empty] | 03 |  | 03 | 03 | 09 | 09 | 09 | 09 | 09 | 09 | 09 | 09 | 09 | 09 | 09
[11 empty] | 02 |  | 02 | 02 | 09 | 09 | 09 | 09 | 09 | 09 | 09 | 09 | 09 | 09 | 09
[11 empty] | 01 |  | 01 | 01 | 09 | 09 | 09 | 09 | 09 | 09 | 09 | 09 | 09 | 09 | 09
[11 empty] | 00 |  | 00 | 00 | 09 | 09 | 09 | 09 | 09 | 09 | 09 | 09 | 09 | 09 | 09
[15 empty] | 91 – IEC61850 Ed. 1 & 2, Cybersecurity with RBAC/Radius/Syslog, Fixed-Length GOOSE added, GE Rebrand favoured model | 91 – IEC61850 Ed. 1 & 2, Cybersecurity with RBAC/Radius/Syslog, Fixed-Length GOOSE added, GE Rebrand favoured model | 91 – IEC61850 Ed. 1 & 2, Cybersecurity with RBAC/Radius/Syslog, Fixed-Length GOOSE added, GE Rebrand favoured model | 91 – IEC61850 Ed. 1 & 2, Cybersecurity with RBAC/Radius/Syslog, Fixed-Length GOOSE added, GE Rebrand favoured model | 91 – IEC61850 Ed. 1 & 2, Cybersecurity with RBAC/Radius/Syslog, Fixed-Length GOOSE added, GE Rebrand favoured model | 91 – IEC61850 Ed. 1 & 2, Cybersecurity with RBAC/Radius/Syslog, Fixed-Length GOOSE added, GE Rebrand favoured model | 91 – IEC61850 Ed. 1 & 2, Cybersecurity with RBAC/Radius/Syslog, Fixed-Length GOOSE added, GE Rebrand favoured model | 91 – IEC61850 Ed. 1 & 2, Cybersecurity with RBAC/Radius/Syslog, Fixed-Length GOOSE added, GE Rebrand favoured model | 91 – IEC61850 Ed. 1 & 2, Cybersecurity with RBAC/Radius/Syslog, Fixed-Length GOOSE added, GE Rebrand favoured model | 91 – IEC61850 Ed. 1 & 2, Cybersecurity with RBAC/Radius/Syslog, Fixed-Length GOOSE added, GE Rebrand favoured model | 91 – IEC61850 Ed. 1 & 2, Cybersecurity with RBAC/Radius/Syslog, Fixed-Length GOOSE added, GE Rebrand favoured model | 91 – IEC61850 Ed. 1 & 2, Cybersecurity with RBAC/Radius/Syslog, Fixed-Length GOOSE added, GE Rebrand favoured model | 91 – IEC61850 Ed. 1 & 2, Cybersecurity with RBAC/Radius/Syslog, Fixed-Length GOOSE added, GE Rebrand favoured model | 91 – IEC61850 Ed. 1 & 2, Cybersecurity with RBAC/Radius/Syslog, Fixed-Length GOOSE added, GE Rebrand favoured model | 91 – IEC61850 Ed. 1 & 2, Cybersecurity with RBAC/Radius/Syslog, Fixed-Length GOOSE added, GE Rebrand favoured model | 91 – IEC61850 Ed. 1 & 2, Cybersecurity with RBAC/Radius/Syslog, Fixed-Length GOOSE added, GE Rebrand favoured model | 91 – IEC61850 Ed. 1 & 2, Cybersecurity with RBAC/Radius/Syslog, Fixed-Length GOOSE added, GE Rebrand favoured model | 91 – IEC61850 Ed. 1 & 2, Cybersecurity with RBAC/Radius/Syslog, Fixed-Length GOOSE added, GE Rebrand favoured model | 91 – IEC61850 Ed. 1 & 2, Cybersecurity with RBAC/Radius/Syslog, Fixed-Length GOOSE added, GE Rebrand favoured model | 91 – IEC61850 Ed. 1 & 2, Cybersecurity with RBAC/Radius/Syslog, Fixed-Length GOOSE added, GE Rebrand favoured model
[15 empty] | 61: IEC61850 Ed. 2, SOV, Additional U/O volt. Stages | 61: IEC61850 Ed. 2, SOV, Additional U/O volt. Stages | 61: IEC61850 Ed. 2, SOV, Additional U/O volt. Stages | 61: IEC61850 Ed. 2, SOV, Additional U/O volt. Stages | 61: IEC61850 Ed. 2, SOV, Additional U/O volt. Stages | 61: IEC61850 Ed. 2, SOV, Additional U/O volt. Stages | 61: IEC61850 Ed. 2, SOV, Additional U/O volt. Stages | 61: IEC61850 Ed. 2, SOV, Additional U/O volt. Stages | 61: IEC61850 Ed. 2, SOV, Additional U/O volt. Stages | 61: IEC61850 Ed. 2, SOV, Additional U/O volt. Stages | 61: IEC61850 Ed. 2, SOV, Additional U/O volt. Stages | 61: IEC61850 Ed. 2, SOV, Additional U/O volt. Stages | 61: IEC61850 Ed. 2, SOV, Additional U/O volt. Stages | 61: IEC61850 Ed. 2, SOV, Additional U/O volt. Stages | 61: IEC61850 Ed. 2, SOV, Additional U/O volt. Stages | 61: IEC61850 Ed. 2, SOV, Additional U/O volt. Stages | 61: IEC61850 Ed. 2, SOV, Additional U/O volt. Stages | 61: IEC61850 Ed. 2, SOV, Additional U/O volt. Stages | 61: IEC61850 Ed. 2, SOV, Additional U/O volt. Stages | 61: IEC61850 Ed. 2, SOV, Additional U/O volt. Stages
| 00 | 01 | 02 | 03 | 04 | 05 | 11 | 11 | 11 | 16 | 20 | 17 | 21 | 15 | 30 | 32 | 34 | ** | ** | 36 | 40 | 40 | 41 | ** | ** | 46 | 50 | 50 | 51 | 51 | 51 | 51 | 52 | 52
| 00 | 00 | 01 | 02 | 03 | 04 | 11 | 09 | 10 | 16 | 20 | 16 | 20 | 17 | 30 | 30 | 32 | 34 | 34 | ** | 36 | 36 | 40 | 41 | ** | 44 | 46 | 46 | ** | ** | ** | ** | 51 | 51
| 00 | 00 | 00 | 01 | 02 | 03 | 11 | 09 | 09 | 16 | 20 | 16 | 20 | 16 | 30 | 30 | 30 | 32 | 32 | 34 | ** | ** | 36 | 40 | 41 | ** | 44 | 44 | 46 | 46 | 46 | 46 | ** | **
| 00 | 00 | 00 | 00 | 01 | 02 | 11 | 09 | 09 | 16 | 20 | 16 | 20 | 16 | 30 | 30 | 30 | 30 | 30 | 32 | 34 | 34 | ** | 36 | 40 | ** | ** | ** | 44 | 44 | 44 | 44 | 46 | 46
| 00 | 00 | 00 | 00 | 00 | 01 | 11 | 09 | 09 | 16 | 20 | 16 | 20 | 16 | 30 | 30 | 30 | 30 | 30 | 30 | 32 | 32 | 34 | ** | 36 | 41 | ** | ** | ** | ** | ** | ** | 44 | 44
| 00 | 00 | 00 | 00 | 00 | 00 | 11 | 09 | 09 | 16 | 20 | 16 | 20 | 16 | 30 | 30 | 30 | 30 | 30 | 30 | 30 | 30 | 32 | 34 | ** | ** | 41 | 41 | ** | ** | ** | ** | ** | **
[7 empty] | 05 | 05 | 05 | 11 | 16 | 11 | 16 | 21 | 21 | 21 | 21 | 21 | 21 | 21 | 21 | 21 | 21 | 21 | 21 | 21 | 21 | 21 | 21 | 21 | 21 | ** | ** | **
[7 empty] | 04 | 04 | 04 | 10 | 16 | 10 | 16 | 20 | 20 | 20 | 20 | 20 | 20 | 20 | 20 | 20 | 20 | 20 | 20 | 20 | 20 | 20 | 20 | 20 | 20 | ** | ** | **
[7 empty] | 03 | 03 | 03 | 09 | 16 | 09 | 16 | 20 | 20 | 20 | 20 | 20 | 20 | 20 | 20 | 20 | 20 | 20 | 20 | 20 | 20 | 20 | 20 | 20 | 20 | ** | ** | **
[7 empty] | 02 | 02 | 02 | 09 | 16 | 09 | 16 | 20 | 20 | 20 | 20 | 20 | 20 | 20 | 20 | 20 | 20 | 20 | 20 | 20 | 20 | 20 | 20 | 20 | 20 | ** | ** | **
[7 empty] | 01 | 01 | 01 | 09 | 16 | 09 | 16 | 20 | 20 | 20 | 20 | 20 | 20 | 20 | 20 | 20 | 20 | 20 | 20 | 20 | 20 | 20 | 20 | 20 | 20 | ** | ** | **
[7 empty] | 00 | 00 | 00 | 09 | 16 | 09 | 16 | 20 | 20 | 20 | 20 | 20 | 20 | 20 | 20 | 20 | 20 | 20 | 20 | 20 | 20 | 20 | 20 | 20 | 20 | ** | ** | **
[10 empty] | 05 | 11 | 05 | 11 | 11 | 17 | 17 | 17 | 17 | 17 | 17 | 17 | 17 | 17 | 15 | 15 | 15 | 15 | 15 | 15 | ** | ** | ** | ** | **
[10 empty] | 04 | 10 | 04 | 10 | 10 | 16 | 16 | 16 | 16 | 16 | 16 | 16 | 16 | 16 | 16 | 16 | 17 | 17 | 17 | 17 | ** | ** | ** | ** | **
[10 empty] | 03 | 09 | 03 | 09 | 09 | 15 | 15 | 15 | 15 | 15 | 15 | 15 | 15 | 15 | 17 | 17 | 17 | 17 | 17 | 17 | ** | ** | ** | ** | **
[10 empty] | 02 | 09 | 02 | 09 | 09 | 15 | 15 | 15 | 15 | 15 | 15 | 15 | 15 | 15 | 17 | 17 | 17 | 17 | 17 | 17 | ** | ** | ** | ** | **
[10 empty] | 01 | 09 | 01 | 09 | 09 | 15 | 15 | 15 | 15 | 15 | 15 | 15 | 15 | 15 | 17 | 17 | 17 | 17 | 17 | 17 | ** | ** | ** | ** | **
[10 empty] | 00 | 09 | 00 | 09 | 09 | 15 | 15 | 15 | 15 | 15 | 15 | 15 | 15 | 15 | 17 | 17 | 17 | 17 | 17 | 17 | ** | ** | ** | ** | **
[11 empty] | 05 |  | 05 | 05 | 10 | 10 | 10 | 10 | 10 | 10 | 10 | 10 | 10 | 10 | 10 | 09 | ** | ** | ** | ** | ** | ** | ** | **
[11 empty] | 04 |  | 04 | 04 | 09 | 09 | 09 | 09 | 09 | 09 | 09 | 09 | 09 | 09 | 09 | 09 | ** | ** | ** | ** | ** | ** | ** | **
[11 empty] | 03 |  | 03 | 03 | 09 | 09 | 09 | 09 | 09 | 09 | 09 | 09 | 09 | 09 | 09 | 09 | ** | ** | ** | ** | ** | ** | ** | **
[11 empty] | 02 |  | 02 | 02 | 09 | 09 | 09 | 09 | 09 | 09 | 09 | 09 | 09 | 09 | 09 | 09 | ** | ** | ** | ** | ** | ** | ** | **
[11 empty] | 01 |  | 01 | 01 | 09 | 09 | 09 | 09 | 09 | 09 | 09 | 09 | 09 | 09 | 09 | 09 | ** | ** | ** | ** | ** | ** | ** | **
[11 empty] | 00 |  | 00 | 00 | 09 | 09 | 09 | 09 | 09 | 09 | 09 | 09 | 09 | 09 | 09 | 09 | ** | ** | ** | ** | ** | ** | ** | **
[15 empty] | 05 | 05 | 91 | 91 | 91 | 91 | 91 | 91 | 91 | 91 | 91 | 91 | 91 | 91 | 91 | 91 | 91 | 91 | 91 | 91
[15 empty] | 04 | 04 | 61 | 61 | 61 | 61 | 61 | 61 | 61 | 61 | 61 | 61 | 61 | 61 | 61 | 61 | 61 | 61 | 61 | 61
[15 empty] | 03 | 03 | 61 | 61 | 61 | 61 | 61 | 61 | 61 | 61 | 61 | 61 | 61 | 61 | 61 | 61 | 61 | 61 | 61 | 61
[15 empty] | 02 | 02 | 61 | 61 | 61 | 61 | 61 | 61 | 61 | 61 | 61 | 61 | 61 | 61 | 61 | 61 | 61 | 61 | 61 | 61
[15 empty] | 01 | 01 | 61 | 61 | 61 | 61 | 61 | 61 | 61 | 61 | 61 | 61 | 61 | 61 | 61 | 61 | 61 | 61 | 61 | 61
[15 empty] | 00 | 00 | 61 | 61 | 61 | 61 | 61 | 61 | 61 | 61 | 61 | 61 | 61 | 61 | 61 | 61 | 61 | 61 | 61 | 61
In/Vn Rating | In = 1/5A, Vn = 100-120Vac | In = 1/5A, Vn = 100-120Vac | In = 1/5A, Vn = 100-120Vac | In = 1/5A, Vn = 100-120Vac | In = 1/5A, Vn = 100-120Vac | In = 1/5A, Vn = 100-120Vac | In = 1/5A, Vn = 100-120Vac | In = 1/5A, Vn = 100-120Vac | In = 1/5A, Vn = 100-120Vac | In = 1/5A, Vn = 100-120Vac | In = 1/5A, Vn = 100-120Vac | In = 1/5A, Vn = 100-120Vac | In = 1/5A, Vn = 100-120Vac | In = 1/5A, Vn = 100-120Vac | In = 1/5A, Vn = 100-120Vac | In = 1/5A, Vn = 100-120Vac | In = 1/5A, Vn = 100-120Vac | In = 1/5A, Vn = 100-120Vac | In = 1/5A, Vn = 100-120Vac | In = 1/5A, Vn = 100-120Vac | In = 1/5A, Vn = 100-120Vac | In = 1/5A, Vn = 100-120Vac | In = 1/5A, Vn = 100-120Vac | In = 1/5A, Vn = 100-120Vac | In = 1/5A, Vn = 100-120Vac | In = 1/5A, Vn = 100-120Vac | In = 1/5A, Vn = 100-120Vac | In = 1/5A, Vn = 100-120Vac | In = 1/5A, Vn = 100-120Vac | In = 1/5A, Vn = 100-120Vac | In = 1/5A, Vn = 100-120Vac | In = 1/5A, Vn = 100-120Vac | In = 1/5A, Vn = 100-120Vac | In = 1/5A, Vn = 100-120Vac
| In = 1/5A, Vn = 380-480Vac | In = 1/5A, Vn = 380-480Vac | In = 1/5A, Vn = 380-480Vac | In = 1/5A, Vn = 380-480Vac | In = 1/5A, Vn = 380-480Vac | In = 1/5A, Vn = 380-480Vac | In = 1/5A, Vn = 380-480Vac | In = 1/5A, Vn = 380-480Vac | In = 1/5A, Vn = 380-480Vac | In = 1/5A, Vn = 380-480Vac | In = 1/5A, Vn = 380-480Vac | In = 1/5A, Vn = 380-480Vac | In = 1/5A, Vn = 380-480Vac | In = 1/5A, Vn = 380-480Vac | In = 1/5A, Vn = 380-480Vac | In = 1/5A, Vn = 380-480Vac | In = 1/5A, Vn = 380-480Vac | In = 1/5A, Vn = 380-480Vac | In = 1/5A, Vn = 380-480Vac | In = 1/5A, Vn = 380-480Vac | In = 1/5A, Vn = 380-480Vac | In = 1/5A, Vn = 380-480Vac | In = 1/5A, Vn = 380-480Vac | In = 1/5A, Vn = 380-480Vac | In = 1/5A, Vn = 380-480Vac | In = 1/5A, Vn = 380-480Vac (Min 196Vac Max 560Vac) | In = 1/5A, Vn = 380-480Vac (Min 196Vac Max 560Vac) | In = 1/5A, Vn = 380-480Vac (Min 196Vac Max 560Vac) | In = 1/5A, Vn = 380-480Vac (Min 196Vac Max 560Vac) | In = 1/5A, Vn = 380-480Vac (Min 196Vac Max 560Vac) | In = 1/5A, Vn = 380-480Vac (Min 196Vac Max 560Vac) | In = 1/5A, Vn = 380-480Vac (Min 196Vac Max 560Vac) | In = 1/5A, Vn = 380-480Vac (Min 196Vac Max 560Vac) | In = 1/5A, Vn = 380-480Vac (Min 196Vac Max 560Vac)
| 1 | 1 | 1 | 1 | 1 | 1 | 1 | 1 | 1 | bar: C B A to P J G
| 2 | 2 | 2 | 2 | 2 | 2 | 2 | 2 | 2 | 2 | 2 | 2 | 2 | 2 | 2 | 2 | 2 | 2 | 2 | 2 | 2 | 2 | 2 | 2 | 2 | 2 | 2 | 2 | 2 | 2 | 2 | 2 | 2 | 2
Ethernet Option ? | Please select Protocol/Comms options first | Please select Protocol/Comms options first | Please select Protocol/Comms options first | Please select Protocol/Comms options first | Please select Protocol/Comms options first | Please select Protocol/Comms options first | Please select Protocol/Comms options first | Please select Protocol/Comms options first | Please select Protocol/Comms options first | Please select a valid Protocol/Comms options first | Ethernet (10Mbps) | Please select Protocol/Comms options first | Ethernet (10Mbps) | Please select Protocol/Comms options first | Ethernet (10Mbps) | Ethernet (10Mbps) - Not available | Ethernet (10Mbps) - Not available | Ethernet (100Mbit/s) | Ethernet (100Mbit/s) | Ethernet (100Mbit/s) | Ethernet (100Mbit/s) | Ethernet (100Mbit/s) | Ethernet (100Mbit/s) | Ethernet (100Mbit/s) | Ethernet (100Mbit/s) | Ethernet (100Mbit/s) | Ethernet (100Mbit/s) | Ethernet (100Mbit/s) | Ethernet (100Mbit/s) | Ethernet (100Mbit/s) | Ethernet (100Mbit/s) | Ethernet (100Mbit/s) | Ethernet (100Mbit/s)
[11 empty] | Ethernet (100Mbps) |  | Ethernet (100Mbps) |  | Ethernet (100Mbps) | Ethernet (100Mbps) _ Not available | Ethernet (100Mbps) _ Not available | Ethernet (100Mbit/s) plus IRIG-B (Modulated) | Ethernet (100Mbit/s) plus IRIG-B (Modulated) | Ethernet (100Mbit/s) plus IRIG-B (Modulated) | Ethernet (100Mbit/s) plus IRIG-B (Modulated) | Ethernet (100Mbit/s) plus IRIG-B (Modulated) | Ethernet (100Mbit/s) plus IRIG-B (Modulated) | Ethernet (100Mbit/s) plus IRIG-B (Modulated) | Ethernet (100Mbit/s) plus IRIG-B (Modulated) | Ethernet (100Mbit/s) plus IRIG-B (Modulated) | Ethernet (100Mbit/s) plus IRIG-B (Modulated) | Ethernet (100Mbit/s) plus IRIG-B (Modulated) | Ethernet (100Mbit/s) plus IRIG-B (Modulated) | Ethernet (100Mbit/s) plus IRIG-B (Modulated) | Ethernet (100Mbit/s) plus IRIG-B (Modulated) | Ethernet (100Mbit/s) plus IRIG-B (Modulated) | Ethernet (100Mbit/s) plus IRIG-B (Modulated)
[18 empty] | Ethernet (100Mbit/s) plus IRIG-B (Un-modulated) | Ethernet (100Mbit/s) plus IRIG-B (Un-modulated) | Ethernet (100Mbit/s) plus IRIG-B (Un-modulated) | Ethernet (100Mbit/s) plus IRIG-B (Un-modulated) | Ethernet (100Mbit/s) plus IRIG-B (Un-modulated) | Ethernet (100Mbit/s) plus IRIG-B (Un-modulated) | Ethernet (100Mbit/s) plus IRIG-B (Un-modulated) | Ethernet (100Mbit/s) plus IRIG-B (Un-modulated) | Ethernet (100Mbit/s) plus IRIG-B (Un-modulated) | Ethernet (100Mbit/s) plus IRIG-B (Un-modulated) | Ethernet (100Mbit/s) plus IRIG-B (Un-modulated) | Ethernet (100Mbit/s) plus IRIG-B (Un-modulated) | Ethernet (100Mbit/s) plus IRIG-B (Un-modulated) | Ethernet (100Mbit/s) plus IRIG-B (Un-modulated) | Ethernet (100Mbit/s) plus IRIG-B (Un-modulated) | Ethernet (100Mbit/s) plus IRIG-B (Un-modulated)
| UCA2 | UCA2 | UCA2 | UCA2 | UCA2 | UCA2 | UCA2 | UCA2 | UCA2 | UCA2 | UCA2 | UCA2 | UCA2 | UCA2 | UCA2 | UCA2 | UCA2 | IEC 61850 over Ethernet and Courier via rear K-Bus/RS485 | IEC 61850 over Ethernet and Courier via rear K-Bus/RS485 | IEC 61850 over Ethernet and Courier via rear K-Bus/RS485 | IEC 61850 over Ethernet and Courier via rear K-Bus/RS485 | IEC 61850 over Ethernet and Courier via rear K-Bus/RS485 | IEC 61850 over Ethernet and Courier via rear K-Bus/RS485 | IEC 61850 over Ethernet and Courier via rear K-Bus/RS485 | IEC 61850 over Ethernet and Courier via rear K-Bus/RS485 | IEC 61850 over Ethernet and Courier via rear K-Bus/RS485 | IEC 61850 over Ethernet and Courier via rear K-Bus/RS485 | IEC 61850 over Ethernet and Courier via rear K-Bus/RS485 | IEC 61850 over Ethernet and Courier via rear K-Bus/RS485 | IEC 61850 over Ethernet and Courier via rear K-Bus/RS485 | IEC 61850 over Ethernet and Courier via rear K-Bus/RS485 | IEC 61850 over Ethernet and Courier via rear K-Bus/RS485 | IEC 61850 over Ethernet and Courier via rear K-Bus/RS485 | IEC 61850 over Ethernet and Courier via rear K-Bus/RS485
| 5 | 5 | 5 | 5 | 5 | 5 | 5 | 5 | 5 | 5 | 5 | 5 | 5 | 5 | 5 | 5 | 5 | 6 | 6 | 6 | 6 | 6 | 6 | 6 | 6 | 6 | 6 | 6 | 6 | 6 | 6 | 6 | 6 | 6
| * | * | * | * | * | * | * | * | * | * | 5 | * | 5 | * | 5 | * | * | 6 | 6 | 6 | 6 | 6 | 6 | 6 | 6 | 6 | 6 | 6 | 6 | 6 | 6 | 6 | 6
| * | * | * | * | * | * | * | * | * | * | 6 | * | 6 | * | 6 | * | * | A | A | A | A | A | A | A | A | A | A | A | A | A | A | A | A
| * | * | * | * | * | * | * | * | * | * | 6 | * | 6 | * | 6 | * | * | B | B | B | B | B | B | B | B | B | B | B | B | B | B | B | B
| * | * | * | * | * | * | * | * | * | * | 6 | * | 6 | * | 6 | * | * | B | B | B | C | C | C | C | C | C | C | C | C | C | C | C | C
| * | * | * | * | * | * | * | * | * | * | 6 | * | 6 | * | 6 | * | * | B | B | B | E | E | E | E | E | E | E | E | E | E | E | E | E
| * | * | * | * | * | * | * | * | * | * | 6 | * | 6 | * | 6 | * | * | B | B | B | F | F | F | F | F | F | F | F | F | F | F | F | F
Comms | Standard - None | Standard - None | Standard - None | Standard - None | Standard - None | Standard - None | Standard - None | Standard - None | Standard - None | Standard - None | Standard - None | Standard - None | Standard - None | Standard - None | Standard - None | Standard - None | Standard - None | Standard - None | Standard - None | Standard - None | Standard - None | Standard - None | Standard - None | Standard - None | Standard - None | Standard - None | Standard - None | Standard - None | Standard - None | Standard - None | Standard - None | Standard - None | Standard - None | Standard - None
| IRIG-B (Modulated) Only | IRIG-B (Modulated) Only | IRIG-B (Modulated) Only | IRIG-B (Modulated) Only | IRIG-B (Modulated) Only | IRIG-B (Modulated) Only | IRIG-B (Modulated) Only | IRIG-B (Modulated) Only | IRIG-B (Modulated) Only | IRIG-B (Modulated) Only | IRIG-B (Modulated) Only | IRIG-B (Modulated) Only | IRIG-B (Modulated) Only | IRIG-B (Modulated) Only | IRIG-B (Modulated) Only | IRIG-B (Modulated) Only | IRIG-B (Modulated) Only | IRIG-B (Modulated) Only | IRIG-B (Modulated) Only | IRIG-B (Modulated) Only | IRIG-B (Modulated) Only | IRIG-B (Modulated) Only | IRIG-B (Modulated) Only | IRIG-B (Modulated) Only | IRIG-B (Modulated) Only | IRIG-B (Modulated) Only | IRIG-B (Modulated) Only | IRIG-B (Modulated) Only | IRIG-B (Modulated) Only | IRIG-B (Modulated) Only | IRIG-B (Modulated) Only | IRIG-B (Modulated) Only | IRIG-B (Modulated) Only | IRIG-B (Modulated) Only
| Fibre Optic Converter Only | Fibre Optic Converter Only | Fibre Optic Converter Only | Fibre Optic Converter Only | Fibre Optic Converter Only | Fibre Optic Converter Only | Fibre Optic Converter Only | IRIG-B (Modulated) & Fibre Optic Converter | Fibre Optic Converter Only | IRIG-B (Modulated) & Fibre Optic Converter | IRIG-B (Modulated) & Fibre Optic Converter | Rear Comms | IRIG-B (Modulated) & Fibre Optic Converter | IRIG-B (Modulated) & Fibre Optic Converter | IRIG-B (Modulated) & Fibre Optic Converter | IRIG-B (Modulated) & Fibre Optic Converter | IRIG-B (Modulated) & Fibre Optic Converter | Fibre Optic Port (ST) for SCADA Protocols (Courier,Modbus,IEC60870-5-103 or DNP3) + IRIG-B (Modulated) | Fibre Optic Port (ST) for SCADA Protocols (Courier,Modbus,IEC60870-5-103 or DNP3) + IRIG-B (Modulated) | Fibre Optic Port (ST) for SCADA Protocols (Courier,Modbus,IEC60870-5-103 or DNP3) + IRIG-B (Modulated) | Fibre Optic Port (ST) for SCADA Protocols (Courier,Modbus,IEC60870-5-103 or DNP3) + IRIG-B (Modulated) | Fibre Optic Port (ST) for SCADA Protocols (Courier,Modbus,IEC60870-5-103 or DNP3) + IRIG-B (Modulated) | Fibre Optic Port (ST) for SCADA Protocols (Courier,Modbus,IEC60870-5-103 or DNP3) + IRIG-B (Modulated) | Fibre Optic Port (ST) for SCADA Protocols (Courier,Modbus,IEC60870-5-103 or DNP3) + IRIG-B (Modulated) | Fibre Optic Port (ST) for SCADA Protocols (Courier,Modbus,IEC60870-5-103 or DNP3) + IRIG-B (Modulated) | Fibre Optic Port (ST) for SCADA Protocols (Courier,Modbus,IEC60870-5-103 or DNP3) + IRIG-B (Modulated) | Fibre Optic Port (ST) for SCADA Protocols (Courier,Modbus,IEC60870-5-103 or DNP3) + IRIG-B (Modulated) | Fibre Optic Port (ST) for SCADA Protocols (Courier,Modbus,IEC60870-5-103 or DNP3) + IRIG-B (Modulated) | Fibre Optic Port (ST) for SCADA Protocols (Courier,Modbus,IEC60870-5-103 or DNP3) + IRIG-B (Modulated) | Fibre Optic Port (ST) for SCADA Protocols (Courier,Modbus,IEC60870-5-103 or DNP3) + IRIG-B (Modulated) | Fibre Optic Port (ST) for SCADA Protocols (Courier,Modbus,IEC60870-5-103 or DNP3) + IRIG-B (Modulated) | Fibre Optic Port (ST) for SCADA Protocols (Courier,Modbus,IEC60870-5-103 or DNP3) + IRIG-B (Modulated) | Fibre Optic Port (ST) for SCADA Protocols (Courier,Modbus,IEC60870-5-103 or DNP3) + IRIG-B (Modulated) | Fibre Optic Port (ST) for SCADA Protocols (Courier,Modbus,IEC60870-5-103 or DNP3) + IRIG-B (Modulated)
| IRIG-B (Modulated) & Fibre Optic Converter | IRIG-B (Modulated) & Fibre Optic Converter | IRIG-B (Modulated) & Fibre Optic Converter | IRIG-B (Modulated) & Fibre Optic Converter | IRIG-B (Modulated) & Fibre Optic Converter | IRIG-B (Modulated) & Fibre Optic Converter | IRIG-B (Modulated) & Fibre Optic Converter |  | IRIG-B (Modulated) & Fibre Optic Converter - Withdrawn | Rear Comms | Ethernet (10Mbps) | IRIG-B (Modulated) & Fibre Optic Converter - Withdrawn | Ethernet (10Mbps) - Withdrawn | Rear Comms | Ethernet (10Mbps) - Withdrawn | Rear Comms | Rear Comms | Ethernet (100Mbit/s) | Ethernet (100Mbit/s) | Ethernet (100Mbit/s) | Ethernet (100Mbit/s) | Ethernet (100Mbit/s) | Ethernet (100Mbit/s) | Ethernet (100Mbit/s) | Ethernet (100Mbit/s) | Ethernet (100Mbit/s) | Ethernet (100Mbit/s) | Ethernet (100Mbit/s) | Ethernet (100Mbit/s) | Ethernet (100Mbit/s) | Ethernet (100Mbit/s) | Ethernet (100Mbit/s) | Ethernet (100Mbit/s) | Courier Rear Port
[10 empty] | IRIG-B (Modulated) & Fibre Optic Converter - Withdrawn | Ethernet (100Mbps) |  | Ethernet (100Mbps) | IRIG-B (Modulated) & Fibre Optic Converter - Withdrawn | Ethernet (100Mbps) | IRIG-B (Modulated) & Rear Comms | IRIG-B (Modulated) & Rear Comms | Rear Comms | Rear Comms | Rear Comms | Courier Rear Port | Courier Rear Port | Courier Rear Port | Courier Rear Port | Courier Rear Port | Courier Rear Port | Courier Rear Port | Courier Rear Port | Courier Rear Port | Courier Rear Port | Courier Rear Port | Courier Rear Port | Courier Rear Port | IRIG-B (Modulated) & Courier Rear Port - Withdrawn
[11 empty] | Rear Comms |  | Rear Comms |  | Rear Comms |  |  | IRIG-B (Modulated) & Rear Comms | IRIG-B (Modulated) & Rear Comms | IRIG-B (Modulated) & Rear Comms | IRIG-B (Modulated) & Courier Rear Port | IRIG-B (Modulated) & Courier Rear Port | IRIG-B (Modulated) & Courier Rear Port | IRIG-B (Modulated) & Courier Rear Port | IRIG-B (Modulated) & Courier Rear Port | IRIG-B (Modulated) & Courier Rear Port | IRIG-B (Modulated) & Courier Rear Port - Withdrawn | IRIG-B (Modulated) & Courier Rear Port - Withdrawn | IRIG-B (Modulated) & Courier Rear Port - Withdrawn | IRIG-B (Modulated) & Courier Rear Port - Withdrawn | IRIG-B (Modulated) & Courier Rear Port - Withdrawn | IRIG-B (Modulated) & Courier Rear Port - Withdrawn | IRIG-B (Modulated) & Courier Rear Port - Withdrawn | IRIG-B (Un-modulated) - Withdrawn
[11 empty] | IRIG-B (Modulated) & Fibre Optic Converter - Withdrawn |  | IRIG-B (Modulated) & Fibre Optic Converter - Withdrawn |  | IRIG-B (Modulated) & Rear Comms |  |  | Ethernet (100Mbit/s) plus IRIG-B (Modulated) | Ethernet (100Mbit/s) plus IRIG-B (Modulated) | Ethernet (100Mbit/s) plus IRIG-B (Modulated) | Ethernet (100Mbit/s) plus IRIG-B (Modulated) | Ethernet (100Mbit/s) plus IRIG-B (Modulated) | Ethernet (100Mbit/s) plus IRIG-B (Modulated) | Ethernet (100Mbit/s) plus IRIG-B (Modulated) | Ethernet (100Mbit/s) plus IRIG-B (Modulated) | Ethernet (100Mbit/s) plus IRIG-B (Modulated) | Ethernet (100Mbit/s) plus IRIG-B (Modulated) | Ethernet (100Mbit/s) plus IRIG-B (Modulated) | Ethernet (100Mbit/s) plus IRIG-B (Modulated) | Ethernet (100Mbit/s) plus IRIG-B (Modulated) | Ethernet (100Mbit/s) plus IRIG-B (Modulated) | Ethernet (100Mbit/s) plus IRIG-B (Modulated) | Ethernet (100Mbit/s) plus IRIG-B (Modulated) | InterMiCOM + Courier Rear Port - Withdrawn
[18 empty] | Ethernet (100Mbit/s) plus IRIG-B (Un-modulated) | Ethernet (100Mbit/s) plus IRIG-B (Un-modulated) | Ethernet (100Mbit/s) plus IRIG-B (Un-modulated) | Ethernet (100Mbit/s) plus IRIG-B (Un-modulated) | Ethernet (100Mbit/s) plus IRIG-B (Un-modulated) | Ethernet (100Mbit/s) plus IRIG-B (Un-modulated) | Ethernet (100Mbit/s) plus IRIG-B (Un-modulated) | Ethernet (100Mbit/s) plus IRIG-B (Un-modulated) | Ethernet (100Mbit/s) plus IRIG-B (Un-modulated) | Ethernet (100Mbit/s) plus IRIG-B (Un-modulated) | Ethernet (100Mbit/s) plus IRIG-B (Un-modulated) | Ethernet (100Mbit/s) plus IRIG-B (Un-modulated) | Ethernet (100Mbit/s) plus IRIG-B (Un-modulated) | Ethernet (100Mbit/s) plus IRIG-B (Un-modulated) | Ethernet (100Mbit/s) plus IRIG-B (Un-modulated) | Ethernet (100Mbit/s) plus IRIG-B (Un-modulated) | InterMiCOM + Courier Rear Port + IRIG-B modulated
[18 empty] | IRIG-B (Un-modulated) - Withdrawn | IRIG-B (Un-modulated) - Withdrawn | IRIG-B (Un-modulated) - Withdrawn | IRIG-B (Un-modulated) - Withdrawn | IRIG-B (Un-modulated) - Withdrawn | IRIG-B (Un-modulated) - Withdrawn | IRIG-B (Un-modulated) - Withdrawn | IRIG-B (Un-modulated) - Withdrawn | IRIG-B (Un-modulated) - Withdrawn | IRIG-B (Un-modulated) - Withdrawn | IRIG-B (Un-modulated) - Withdrawn | IRIG-B (Un-modulated) - Withdrawn | IRIG-B (Un-modulated) - Withdrawn | IRIG-B (Un-modulated) - Withdrawn | IRIG-B (Un-modulated) - Withdrawn | IRIG-B (Un-modulated) - Withdrawn | Redundant Ethernet PRP/HSR/RSTP/Failover, 2 multi-mode fibre ports + Modulated/Un-Modulated IRIG-B (withdrawn)
[21 empty] | InterMiCOM + Courier Rear Port | InterMiCOM + Courier Rear Port | InterMiCOM + Courier Rear Port | InterMiCOM + Courier Rear Port | InterMiCOM + Courier Rear Port | InterMiCOM + Courier Rear Port - Withdrawn | InterMiCOM + Courier Rear Port - Withdrawn | InterMiCOM + Courier Rear Port - Withdrawn | InterMiCOM + Courier Rear Port - Withdrawn | InterMiCOM + Courier Rear Port - Withdrawn | InterMiCOM + Courier Rear Port - Withdrawn | InterMiCOM + Courier Rear Port - Withdrawn | InterMiCOM + Courier Rear Port - Withdrawn | Redundant Ethernet PRP/HSR/RSTP/Failover, 2 copper ports RJ45 + Modulated/Un-Modulated IRIG-B (withdrawn)
[21 empty] | InterMiCOM + Courier Rear Port + IRIG-B modulated | InterMiCOM + Courier Rear Port + IRIG-B modulated | InterMiCOM + Courier Rear Port + IRIG-B modulated | InterMiCOM + Courier Rear Port + IRIG-B modulated | InterMiCOM + Courier Rear Port + IRIG-B modulated | InterMiCOM + Courier Rear Port + IRIG-B modulated | InterMiCOM + Courier Rear Port + IRIG-B modulated | InterMiCOM + Courier Rear Port + IRIG-B modulated | InterMiCOM + Courier Rear Port + IRIG-B modulated | InterMiCOM + Courier Rear Port + IRIG-B modulated | InterMiCOM + Courier Rear Port + IRIG-B modulated | InterMiCOM + Courier Rear Port + IRIG-B modulated | InterMiCOM + Courier Rear Port + IRIG-B modulated | Redundant Ethernet PRP/HSR/RSTP/Failover, 1 copper port RJ45 + 1 multi-mode fibre port + Modulated/Un-Modulated IRIG-B (withdrawn)
[21 empty] | Redundant Ethernet Self-Healing Ring, 2 multi-mode fibre ports + Modulated IRIG-B | Redundant Ethernet Self-Healing Ring, 2 multi-mode fibre ports + Modulated IRIG-B |  |  |  | Redundant Ethernet RSTP, 2 multi-mode fibre ports + Modulated IRIG-B | Redundant Ethernet RSTP, 2 multi-mode fibre ports + Modulated IRIG-B | Redundant Ethernet RSTP, 2 multi-mode fibre ports + Modulated IRIG-B | Redundant Ethernet RSTP, 2 multi-mode fibre ports + Modulated IRIG-B | 'Redundant Ethernet PRP/HSR/RSTP/Failover, 2 multi-mode fibre ports + Modulated/Un-Modulated IRIG-B (withdrawn) | Redundant Ethernet RSTP, 2 multi-mode fibre ports + Modulated IRIG-B | 'Redundant Ethernet PRP/HSR/RSTP/Failover, 2 multi-mode fibre ports + Modulated/Un-Modulated IRIG-B | Redundant Ethernet RSTP, 2 multi-mode fibre ports + Modulated IRIG-B | Single Ethernet 1 LC Duplex port + Universal IRIG-B + 1588
| 1 | 1 | 1 | 1 | 1 | 1 | 1 | 1 | 1 | bar: C B A to P J G
| 2 | 2 | 2 | 2 | 2 | 2 | 2 | 2 | 2 | 2 | 2 | 2 | 2 | 2 | 2 | 2 | 2 | 2 | 2 | 2 | 2 | 2 | 2 | 2 | 2 | 2 | 2 | 2 | 2 | 2 | 2 | 2 | 2 | 2
| 3 | 3 | 3 | 3 | 3 | 3 | 3 | 4 | 3 | 4 | 4 | 7 | 4 | 4 | 4 | 4 | 4 | 4 | 4 | 4 | 4 | 4 | 4 | 4 | 4 | 4 | 4 | 4 | 4 | 4 | 4 | 4 | 4 | 4
| 4 | 4 | 4 | 4 | 4 | 4 | 4 | 4 | 4 | 7 | 5 | * | * | 7 | * | 7 | 7 | 6 | 6 | 6 | 6 | 6 | 6 | 6 | 6 | 6 | 6 | 6 | 6 | 6 | 6 | 6 | 6 | 7
| 4 | 4 | 4 | 4 | 4 | 4 | 4 | 4 | 7 | 8 | 6 | * | 6 | * | 6 | 8 | * | 7 | 7 | 7 | 7 | 7 | 7 | 7 | 7 | 7 | 7 | 7 | 7 | 7 | 7 | 7 | 7 | *
| 4 | 4 | 4 | 4 | 4 | 4 | 4 | 4 | * | 8 | 7 | * | * | * | * | * | * | * | * | * | * | * | * | * | * | * | * | * | * | * | * | * | * | *
| 4 | 4 | 4 | 4 | 4 | 4 | 4 | 4 | * | bar: C B A to P J G
| 4 | 4 | 4 | 4 | 4 | 4 | 4 | 4 | * | * | * | * | * | * | * | * | * | B | B | B | B | B | B | B | B | B | B | B | B | B | B | B | B | F
| 4 | 4 | 4 | 4 | 4 | 4 | 4 | 4 | * | bar: C B A to P J G
| 4 | 4 | 4 | 4 | 4 | 4 | 4 | 4 | * | bar: C B A to P J G
| 4 | 4 | 4 | 4 | 4 | 4 | 4 | 4 | * | bar: C B A to P J G
| 4 | 4 | 4 | 4 | 4 | 4 | 4 | 4 | * | * | * | * | * | * | * | * | * | * | * | * | G | G | F | F |  | J | J | J | J | * | J | * | J | U
Protocol (HW=3,4) | IEC60870-5-103 (VDEW) | IEC60870-5-103 (VDEW) | IEC60870-5-103 (VDEW) | IEC60870-5-103 (VDEW) | IEC60870-5-103 (VDEW) | IEC60870-5-103 (VDEW) | IEC60870-5-103 (VDEW) | IEC60870-5-103 (VDEW) | IEC60870-5-103 (VDEW) | IEC60870-5-103 (VDEW) | IEC60870-5-103 (VDEW) | IEC60870-5-103 (VDEW) | IEC60870-5-103 (VDEW) | IEC60870-5-103 (VDEW) | K-Bus | K-Bus | K-Bus | K-Bus | K-Bus | K-Bus | K-Bus | K-Bus | K-Bus | K-Bus | K-Bus | K-Bus | K-Bus | K-Bus | K-Bus | K-Bus | K-Bus | K-Bus | K-Bus | K-Bus
[15 empty] | Modbus | Modbus | Modbus | Modbus | Modbus | Modbus | Modbus | Modbus | Modbus | Modbus | Modbus | Modbus | Modbus | Modbus | Modbus | Modbus | Modbus | Modbus | Modbus | IEC60870-5-103 (VDEW)
[15 empty] | IEC60870-5-103 (VDEW) | IEC60870-5-103 (VDEW) | IEC60870-5-103 (VDEW) | IEC60870-5-103 (VDEW) | IEC60870-5-103 (VDEW) | IEC60870-5-103 (VDEW) | IEC60870-5-103 (VDEW) | IEC60870-5-103 (VDEW) | IEC60870-5-103 (VDEW) | IEC60870-5-103 (VDEW) | IEC60870-5-103 (VDEW) | IEC60870-5-103 (VDEW) | IEC60870-5-103 (VDEW) | IEC60870-5-103 (VDEW) | IEC60870-5-103 (VDEW) | IEC60870-5-103 (VDEW) | IEC60870-5-103 (VDEW) | IEC60870-5-103 (VDEW) | IEC60870-5-103 (VDEW) | DNP3.0
[15 empty] | DNP3.0 | DNP3.0 | DNP3.0 | DNP3.0 | DNP3.0 | DNP3.0 | DNP3.0 | DNP3.0 | DNP3.0 | DNP3.0 | DNP3.0 | DNP3.0 | DNP3.0 | DNP3.0 | DNP3.0 | DNP3.0 | DNP3.0 | DNP3.0 | DNP3.0
| 3 | 3 | 3 | 3 | 3 | 3 | 3 | 3 | 3 | 3 | 3 | 3 | 3 | 3 | 1 | 1 | 1 | 1 | 1 | 1 | 1 | 1 | 1 | 1 | 1 | 1 | 1 | 1 | 1 | 1 | 1 | 1 | 1 | 1
| 3 | 3 | 3 | 3 | 3 | 3 | 3 | 3 | 3 | 3 | 3 | 3 | 3 | 3 | 2 | 2 | 2 | 2 | 2 | 2 | 2 | 2 | 2 | 2 | 2 | 2 | 2 | 2 | 2 | 2 | 2 | 2 | 2 | 3
| 3 | 3 | 3 | 3 | 3 | 3 | 3 | 3 | 3 | 3 | 3 | 3 | 3 | 3 | 3 | 3 | 3 | 3 | 3 | 3 | 3 | 3 | 3 | 3 | 3 | 3 | 3 | 3 | 3 | 3 | 3 | 3 | 3 | 4
| 3 | 3 | 3 | 3 | 3 | 3 | 3 | 3 | 3 | 3 | 3 | 3 | 3 | 3 | 4 | 4 | 4 | 4 | 4 | 4 | 4 | 4 | 4 | 4 | 4 | 4 | 4 | 4 | 4 | 4 | 4 | 4 | 4 | 4
Protocol (7 & 8) | [9 empty] | J G C: IEC61850 over ethernet with CS103 rear port RS485 protocol; J G C: IEC61850 over ethernet with CS103 rear port RS485 protocol; J G C: IEC61850 over ethernet with CS103 rear port RS485 protocol; J G C: IEC61850 over ethernet with CS103 rear port RS485 protocol; J G C: IEC61850 over ethernet with CS103 rear port RS485 protocol; J G C: IEC61850 over ethernet with CS103 rear port RS485 protocol; J G C: IEC61850 over ethernet with CS103 rear port RS485 protocol; J G C: IEC61850 over ethernet with CS103 rear port RS485 protocol; J G C: IEC61850 over ethernet with CS103 rear port RS485 protocol; J G C: IEC61850 over ethernet with CS103 rear port RS485 protocol; P J G: IEC61850 over ethernet with CS103 rear port RS485 protocol; P J G: IEC61850 over ethernet with CS103 rear port RS485 protocol; P J G: IEC61850 over ethernet with CS103 rear port RS485 protocol; P J G: IEC61850 over ethernet with CS103 rear port RS485 protocol
[21 empty] | DNP3 over Ethernet with Courier rear port K-Bus/RS485 protocol | DNP3 over Ethernet with Courier rear port K-Bus/RS485 protocol | DNP3 over Ethernet with Courier rear port K-Bus/RS485 protocol | DNP3 over Ethernet with Courier rear port K-Bus/RS485 protocol | DNP3 over Ethernet with Courier rear port K-Bus/RS485 protocol | DNP3 over Ethernet with Courier rear port K-Bus/RS485 protocol | DNP3 over Ethernet with Courier rear port K-Bus/RS485 protocol | DNP3 over Ethernet with Courier rear port K-Bus/RS485 protocol | DNP3 over Ethernet with Courier rear port K-Bus/RS485 protocol | DNP3 over Ethernet with Courier rear port K-Bus/RS485 protocol | DNP3 over Ethernet with Courier rear port K-Bus/RS485 protocol | DNP3 over Ethernet with Courier rear port K-Bus/RS485 protocol | DNP3 over Ethernet with Courier rear port K-Bus/RS485 protocol
| * | * | * | * | * | * | * | * | * | * | 5 | * | 5 | * | 5 | * | * | 6 | 6 | 6 | 7 | 7 | 7 | 7 | 7 | 7 | 7 | 7 | 7 | 7 | 7 | 7 | 7 | 7
| * | * | * | * | * | * | * | * | * | * | 5 | * | 5 | * | 5 | * | * | 6 | 6 | 6 | 8 | 8 | 8 | 8 | 8 | 8 | 8 | 8 | 8 | 8 | 8 | 8 | 8 | 7
[21 empty] | ' | ' | ' | '
More Software | 00 | 00 | 00 | 00 | 00 | 00 | 11 | 09 | 09 | 16 | 20 | 16 | 20 | 16 | 30 | 30 | 30 | 30 | 30 | 30 | 30 | 30 | 32 | 32 | 34 : With Chinese, English or French HMI | 36: Local Time Suppport | 40: Withdrawn | 40: Withdrawn | 41: Withdrawn | 41: Withdrawn | 41: Withdrawn | 41: Withdrawn | 42: Withdrawn | 42: Withdrawn
| 00 | 00 | 00 | 00 | 00 | 00 | 11 | 09 | 09 | 16 | 20 | 16 | 20 | 16 | 30 | 30 | 30 | 30 | 30 | 30 | 30 | 30 | 30 | 30 | 32 | 35: Withdrawn | 36: Local Time Suppport | 36: Local Time Suppport | 36: Local Time Suppport | 36: Local Time Suppport | 36: Local Time Suppport | 36: Withdrawn | 41: Withdrawn | 41: Withdrawn
[25 empty] | 30 | 34: Withdrawn | 35: Withdrawn | 35: Withdrawn | 35: Withdrawn | 35: Withdrawn | 35: Withdrawn | 35: Withdrawn | 36: Withdrawn | 36: Withdrawn
[26 empty] | 32 | 32 | 32 | 32 | 32 | 32 | ** | 35: Withdrawn | 35: Withdrawn
[26 empty] | 30 | 30 | 30 | 30 | 30 | 30 | ** | ** | **
| 00 | 00 | 00 | 00 | 00 | 00 | 11 | 09 | 09 | 16 | 20 | 16 | 20 | 16 | 30 : latest mainstream release | 30 : latest mainstream release | 30 : latest mainstream release | 30 : latest mainstream release | 30 : latest mainstream release | 30 : latest mainstream release | 30 | 30 | 32 | 32 | 34 | 36 | 40 | 40 | ** | ** | ** | ** | ** | **
| 00 | 00 | 00 | 00 | 00 | 00 | 11 | 09 | 09 | 16 | 20 | 16 | 20 | 16 | 30 : latest mainstream release | 30 : latest mainstream release | 30 : latest mainstream release | 30 : latest mainstream release | 30 : latest mainstream release | 30 : latest mainstream release | 30 | 30 | 30 | 30 | 32 | ** | 36 | 36 | 36 | 36 | 36 | ** | ** | **
[25 empty] | 30 | ** | ** | ** | ** | ** | ** | ** | ** | **
[25 empty] | 30 | 32 | 32 | 32 | 32 | 32 | 32 | 32 - Withdrawn | ** | **
[26 empty] | 30 | 30 | 30 | 30 | 30 | 30 | 30 - Withdrawn | 32 - Withdrawn | 32 - Withdrawn
Redundant Ethernet | [9 empty] | J G C: Redundant Ethernet RSTP, 2 multi-mode fibre ports + Modulated IRIG-B; J G C: Redundant Ethernet RSTP, 2 multi-mode fibre ports + Un-modulated IRIG-B; J G C: Redundant Ethernet RSTP, 2 multi-mode fibre ports + Un-modulated IRIG-B; J G C: Redundant Ethernet RSTP, 2 multi-mode fibre ports + Un-modulated IRIG-B; J G C: Redundant Ethernet RSTP, 2 multi-mode fibre ports + Un-modulated IRIG-B; J G C: Redundant Ethernet PRP/HSR/RSTP/Failover, 2 copper ports RJ45 + Modulated/Un-Modulated IRIG-B (withdrawn); P J G: Redundant Ethernet RSTP, 2 multi-mode fibre ports + Un-modulated IRIG-B; P J G: Redundant Ethernet PRP/HSR/RSTP/Failover, 2 copper ports RJ45 + Modulated/Un-Modulated IRIG-B (withdrawn); P J G: Redundant Ethernet RSTP, 2 multi-mode fibre ports + Un-modulated IRIG-B; P J G: Redundant Ethernet PRP/HSR/RSTP/Failover 2 RJ45 + Universal IRIG-B + 1588
[25 empty] | Redundant Ethernet RSTP, 2 multi-mode fibre ports + Un-modulated IRIG-B |  | Redundant Ethernet PRP/HSR, 2 multi-mode fibre ports + Modulated IRIG-B | Redundant Ethernet PRP/HSR, 2 multi-mode fibre ports + Modulated IRIG-B | Redundant Ethernet PRP/HSR, 2 multi-mode fibre ports + Modulated IRIG-B | Redundant Ethernet PRP/HSR/RSTP/Failover, 1 copper port RJ45 + 1 multi-mode fibre port + Modulated/Un-Modulated IRIG-B (withdrawn) | Redundant Ethernet PRP/HSR, 2 multi-mode fibre ports + Modulated IRIG-B | Redundant Ethernet PRP/HSR/RSTP/Failover, 1 copper port RJ45 + 1 multi-mode fibre port + Modulated/Un-Modulated IRIG-B (withdrawn) | Redundant Ethernet PRP/HSR, 2 multi-mode fibre ports + Modulated IRIG-B | Redundant Ethernet PRP/HSR/RSTP/Failover 2 LC Duplex ports + Universal IRIG-B + 1588
[27 empty] | Redundant Ethernet PRP/HSR, 2 multi-mode fibre ports + Un-modulated IRIG-B | Redundant Ethernet PRP/HSR, 2 multi-mode fibre ports + Un-modulated IRIG-B | Redundant Ethernet PRP/HSR, 2 multi-mode fibre ports + Un-modulated IRIG-B |  | Redundant Ethernet PRP/HSR, 2 multi-mode fibre ports + Un-modulated IRIG-B |  | Redundant Ethernet PRP/HSR, 2 multi-mode fibre ports + Un-modulated IRIG-B
| 4 | 4 | 4 | 4 | 4 | 4 | 4 | 4 | * | * | * | * | * | * | * | * | * | * | * | * | G | G | F | F | J | K | K | K | K | * | K | * | K | W
| 4 | 4 | 4 | 4 | 4 | 4 | 4 | 4 | * | * | * | * | * | * | * | * | * | * | * | * | G | G | F | F | K | K | N | N | N | * | N | * | N | Y
| 4 | 4 | 4 | 4 | 4 | 4 | 4 | 4 | * | * | * | * | * | * | * | * | * | * | * | * | G | G | F | F | K | K | P | P | P | * | P | * | P | Y
| 4 | 4 | 4 | 4 | 4 | 4 | 4 | 4 | * | * | * | * | * | * | * | * | * | * | * | * | G | G | F | F | K | K | P | P | P | * | P | * | P | Y
| 4 | 4 | 4 | 4 | 4 | 4 | 4 | 4 | * | * | * | * | * | * | * | * | * | * | * | * | G | G | F | F | K | K | P | P | P | * | P | * | P | Y
| 4 | 4 | 4 | 4 | 4 | 4 | 4 | 4 | * | * | * | * | * | * | * | * | * | * | * | * | G | G | F | F | K | K | P | P | P | * | P | * | P | Y
| 4 | 4 | 4 | 4 | 4 | 4 | 4 | 4 | * | * | * | * | * | * | * | * | * | * | * | * | G | G | F | F | K | K | P | P | P | * | P | * | P | Y
| 4 | 4 | 4 | 4 | 4 | 4 | 4 | 4 | * | * | * | * | * | * | * | * | * | * | * | * | G | G | F | F | K | K | P | P | P | * | P | * | P | Y
[17 empty] | * | * | * | * | G | G | F | F | K | K | P | P | P | * | P | * | P | Y
[17 empty] | * | * | * | * | G | G | F | F | K | K | P | P | P | * | P | * | P | Y
| 8 logic inputs & 7 relay outputs | 8 logic inputs & 7 relay outputs | 8 logic inputs & 7 relay outputs | 8 logic inputs & 7 relay outputs | 8 logic inputs & 7 relay outputs | 8 logic inputs & 7 relay outputs | 8 logic inputs & 7 relay outputs | 8 logic inputs & 7 relay outputs | 8 logic inputs & 7 relay outputs | 8 logic inputs & 7 relay outputs | 8 logic inputs & 7 relay outputs | 8 logic inputs & 7 relay outputs | 8 logic inputs & 7 relay outputs | 8 logic inputs & 7 relay outputs | 8 logic inputs & 7 relay outputs | 8 logic inputs & 7 relay outputs | 8 logic inputs & 7 relay outputs | 8 logic inputs & 7 relay outputs | 8 logic inputs & 7 relay outputs | 8 logic inputs & 7 relay outputs | 8 logic inputs & 7 relay outputs | 8 logic inputs & 7 relay outputs | 8 logic inputs & 7 relay outputs | 8 logic inputs & 7 relay outputs | 8 logic inputs & 7 relay outputs | 8 logic inputs & 7 relay outputs | 8 logic inputs & 7 relay outputs | 8 logic inputs & 7 relay outputs | 40TE Case, 8 inputs & 7 relay outputs | 40TE Case, 8 inputs & 7 relay outputs | 40TE Case, 8 inputs & 7 relay outputs | 40TE Case, 8 inputs & 7 relay outputs | 40TE Case, 8 inputs & 7 relay outputs | 40TE Case, 8 inputs & 7 relay outputs
[21 empty] | K K K K K K K K K K: 8 logic inputs & 8 relay outputs; K N P P P P P P P P: 8 logic inputs & 8 relay outputs; K N P P P P P P P P: 8 logic inputs & 8 relay outputs; K N P P P P P P P P: 40TE Case, 8 inputs & 8 relay outputs | 40TE Case, 8 inputs & 8 relay outputs | 40TE Case, 8 inputs & 8 relay outputs | 40TE Case, 8 inputs & 8 relay outputs | 40TE Case, 8 inputs & 8 relay outputs | 40TE Case, 8 inputs & 8 relay outputs
| A | A | A | A | A | A | A | A | A | A | A | A | A | A | A | A | A | A | A | A | [9 empty] | A | A | A | A | A | bar: G G G G G G G G G G to K N P P P P P P P P
| A | A | A | A | A | A | A | A | A | A | A | A | A | A | A | A | A | A | A | A | [9 empty] | N | N | N | N | N | bar: G G G G G G G G G G to K N P P P P P P P P
Available with 52 Software but do not want as part of configurator as yet