## Disclaimer
Our policy is one of continuous development. Accordingly the design of our products may change at any time.
Whilst every effort is made to produce up to date literature, this document should only be regarded as a guide and is intended for information purposes only.
Its contents do not constitute an offer for sale or advice on the application of any product referred to in it. We cannot be held responsible for any reliance on any decisions taken on its contents without specific advice.

## CORTEC
Ordering information
Variants Order No.
| Distance Protection P443 |  | P443 | [7 empty] | **
1 & 3 Pole tripping/reclosing MHO/Quad Distance with product options
Nominal auxiliary voltage
1 | 24 - 54Vdc |  |  | 7
2 | 48 - 125Vdc (40 - 100Vac) |  |  | 8
3 | 110 - 250 Vdc (100 - 240 Vac) |  |  | 9
In/Vn rating
1 | Dual rated CT (1 & 5A : 100 - 120V) |  |  |  | 1
A | Non-conventional input transformers NCIT (IEC 61850-9-2 LE) (NOT yet available) |  |  |  | A
| Hardware options | Protocol Compatibilty
1 | Standard - None | 1, 3 & 4 |  |  |  | 1
2 | IRIG-B Only (Modulated) | 1, 3 & 4 |  |  |  | 2
3 | Fibre Optic Converter Only (Withdrawn) | 1, 3 & 4 |  |  |  | 3
4 | IRIG-B (Modulated) & Fibre Optic Converter | 1, 3 & 4 |  |  |  | 4
6 | Ethernet (100Mbit/s) | 6, 7 & 8 |  |  |  | 6
7 | Second Rear Comms + InterMiCOM | 1, 3 & 4 |  |  |  | 7
8 | IRIG-B (Modulated) + Second Rear Comms + InterMiCOM | 1, 3 & 4 |  |  |  | 8
A | Ethernet (100Mbit/s) plus IRIG-B (Modulated) * | 6, 7 & 8 |  |  |  | A
B | Ethernet (100Mbit/s) plus IRIG-B (Un-modulated) * | 6, 7 & 8 |  |  |  | B
C | IRIG-B (Un-modulated) * | 1, 3 & 4 |  |  |  | C
| InterMiCOM + Courier Rear Port - Withdrawn | 1, 3 & 4 |  |  |  | E
| InterMiCOM + Courier Rear Port + IRIG-B modulated *** | 1, 3 & 4 |  |  |  | F
| Redundant Ethernet Self-Healing Ring, 2 multi-mode fibre ports + Modulated IRIG-B ** | 6, 7 & 8 |  |  |  | G
| Redundant Ethernet Self-Healing Ring, 2 multi-mode fibre ports + Un-modulated IRIG-B ** | 6, 7 & 8 |  |  |  | H
| Redundant Ethernet RSTP, 2 multi-mode fibre ports + Modulated IRIG-B ** | 6, 7 & 8 |  |  |  | J
| Redundant Ethernet RSTP, 2 multi-mode fibre ports + Un-modulated IRIG-B ** | 6, 7 & 8 |  |  |  | K
| Redundant Ethernet Dual-Homing Star, 2 multi-mode fibre ports + Modulated IRIG-B ** | 6, 7 & 8 |  |  |  | L
| Redundant Ethernet Dual-Homing Star, 2 multi-mode fibre ports + Modulated IRIG-B ** | 6, 7 & 8 |  |  |  | L
| Redundant Ethernet PRP/HSR****, 2 fibre ports + Modulated IRIG-B **** | 6, 7 & 8 |  |  |  | N
| Redundant Ethernet PRP/HSR****, 2 fibre ports + Unmodulated IRIG-B **** | 6, 7 & 8 |  |  |  | P
| Redundant Ethernet PRP/HSR/RSTP/Failover, 2 multi-mode fibre ports + Modulated/Un-Modulated IRIG-B (withdrawn) | 6, 7 & 8 |  |  |  | R
| Redundant Ethernet PRP/HSR/RSTP/Failover, 2 copper ports RJ45 + Modulated/Un-Modulated IRIG-B (withdrawn) | 6, 7 & 8 |  |  |  | S
| Redundant Ethernet PRP/HSR/RSTP/Failover, 1 copper port RJ45 + 1 multi-mode fibre port + Modulated/Un-Modulated IRIG-B (withdrawn) | 6, 7 & 8 |  |  |  | T
* Only On K/M Suffix & later Relays)
** Only on Suffix K/M relays with 55 Software & later
*** Only on Suffix K/M relays with 57 Software & later, replaces hardware options '7' & '8'
**** Only on Suffix K relays with 55 Software & later
***** For HSR – contact Alstom for details
Product Options
A | 16 inputs and 24-standard outputs | [5 empty] | A
B | 24 inputs and 32-standard outputs | [5 empty] | B
C | 16 inputs and 16-standard plus 4-high break outputs | [5 empty] | C
D | 24 inputs and 16-standard plus 8-high break outputs | [5 empty] | D
E | 16 inputs and 24-standard outputs + 850nm dual channel | [5 empty] | E
F | 24 inputs and 32-standard outputs + 850nm dual channel | [5 empty] | F
G | 16 inputs and 16-standard plus 4-high break outputs + 850nm dual channel | [5 empty] | G
H | 24 inputs and 16-standard plus 8-high break outputs + 850nm dual channel | [5 empty] | H
I | 16 inputs and 24-standard outputs + 1300nm SM single channel | [5 empty] | I
J | 24 inputs and 32-standard outputs + 1300nm SM single channel | [5 empty] | J
K | 16 inputs and 16-standard plus 4-high break outputs + 1300nm SM single channel | [5 empty] | K
L | 24 inputs and 16-standard plus 8-high break outputs + 1300nm SM single channel | [5 empty] | L
M | 16 inputs and 24-standard outputs + 1300nm SM dual channel | [5 empty] | M
N | 24 inputs and 32-standard outputs + 1300nm SM dual channel | [5 empty] | N
O | 16 inputs and 16-standard plus 4-high break outputs + 1300nm SM dual channel | [5 empty] | O
P | 24 inputs and 16-standard plus 8-high break outputs + 1300nm SM dual channel | [5 empty] | P
Q | 16 inputs and 24-standard outputs + 1300nm MM single channel | [5 empty] | Q
R | 24 inputs and 32-standard outputs + 1300nm MM single channel | [5 empty] | R
S | 16 inputs and 16-standard plus 4-high break outputs + 1300nm MM single channel | [5 empty] | S
T | 24 inputs and 16-standard plus 8-high break outputs + 1300nm MM single channel | [5 empty] | T
U | 16 inputs and 24-standard outputs + 1300nm MM dual channel | [5 empty] | U
V | 24 inputs and 32-standard outputs + 1300nm MM dual channel | [5 empty] | V
W | 16 inputs and 16-standard plus 4-high break outputs + 1300nm MM dual channel | [5 empty] | W
X | 24 inputs and 16-standard plus 8-high break outputs + 1300nm MM dual channel | [5 empty] | X
| 32 inputs and 32-standard outputs (Only available on Design Suffix K/M devices with version "54" software and later) | [5 empty] | Y
| 24 inputs and 32-standard outputs + 850nm MM + 1300nm SM dual channel | [5 empty] | Z
| 24 inputs and 16-standard plus 8-high break outputs + 850nm MM + 1300nm SM dual channel | [5 empty] | 1
| 24 inputs and 32-standard outputs + 1300nm SM + 850nm MM dual channel | [5 empty] | 2
| 24 inputs and 16-standard plus 8-high break outputs + 1300nm SM + 850nm MM dual channel | [5 empty] | 3
| 24 inputs and 32-standard outputs + 850nm MM + 1300nm MM dual channel | [5 empty] | 4
| 24 inputs and 16-standard plus 8-high break outputs + 850nm MM + 1300nm MM dual channel | [5 empty] | 5
| 24 inputs and 32-standard outputs + 1300nm MM + 850nm MM dual channel | [5 empty] | 6
| 24 inputs and 16-standard plus 8-high break outputs + 1300nm MM + 850nm MM dual channel | [5 empty] | 7
| Protocol options | Hardware Compatibilty
1 | K-Bus | 1, 2, 3, 4, C, E & F | [5 empty] | 1
2 | IEC870 | 1, 2, 3, 4, C, E & F | [5 empty] | 3
3 | DNP3.0 | 1, 2, 3, 4, C, E & F | [5 empty] | 4
6 | IEC61850 + Courier via rear RS485 port | 6, A, B, G, H, J, K, L, M, N, P | [5 empty] | 6
7 | IEC61850+IEC60870-5-103 via rear RS485 port | 6, A, B, G, H, J, K, L, M, N, P | [5 empty] | 7
| DNP3.0 Over Ethernet * | 6, A, B, G, H, J, K, L, M, N, P | [5 empty] | 8
* Available on Design Suffix K/M devices with version "54" software and later
Mounting
M | Flush/Panel Mounting with Harsh Env.Coating, White Front Panel | [7 empty] | M
N | 19" Rack Mounting with Harsh Env. Coating, White Front Panel | [7 empty] | N
| Flush/Panel Mounting with Harsh Env. Coating, with USB Port, Black and Silver Front Panel | [7 empty] | S
| 19" Rack Mounting with Harsh Env. Coating, with USB Port, Black and Silver Front Panel | [7 empty] | T
| Flush/panel mounting with harsh environment coating | [7 empty] | P
| 19" Rack mounting with harsh environmental coating | [7 empty] | Q
Language
0 | English, French, German, Spanish | [8 empty] | 0
4 | English, French, German, Russian (Only available on Design Suffix K/M and later devices) | [8 empty] | 5
| English, Italian, Polish and Portuguese (Software '75' and later) | [8 empty] | 7
4 | Chinese, English or French via HMI, with English or French only via Communications port (With Suffix K/M & '52' and later software) | [8 empty] | C
Software version
| Date and application dependant | [9 empty] | **
Customer specific options
0 | Standard version | [10 empty] | 0
1 | Customer version | [10 empty] | A
Hardware version
| Enhanced Main Processor (CPU2) with hotkeys, dual characteristic optos | [11 empty] | J
| Extended main processor (XCPU2) With Function Keys & Tri-colour LEDs | [11 empty] | K
| As K plus increased main processor memory (XCPU3), Cyber Security | [11 empty] | M

## Configurator
To enable only current variants to be offered, please specify ACTUAL or REQUIRED delivery date here
Digit # | 1 - 4 | 5 | 6 | 7 | 8 | 9 | 10 | 11 | 12-13 | 14 | 15
Distance Protection Relay P443 | P443 | 7 | 1 | 1 | A | 1 | S | 0 | 91 | 0 | M
Version: 1 & 3 Pole tripping/reclosing MHO/Quad Distance | bar: 5 to 9
Vx auxiliary rating | bar: 5 to 9
7 | bar: 5 to 9
In/Vn rating | bar: 5 to 9
1 | bar: 5 to 9
Hardware options | bar: 5 to 9
A | 1 | bar: 5 to 9
Product options - 1 | bar: 5 to 9
A | bar: 5 to 9
Product options - 2 | bar: 5 to 9
Product options - 3 | bar: 5 to 9
Protocol options | bar: 5 to 9
1 | bar: 5 to 9
Mounting | bar: 5 to 9
S | bar: 5 to 9
Language | bar: 5 to 10
0 | bar: 5 to 10
Software version | bar: 5 to 11
91 | bar: 5 to 11
Options available are derived from the last version available with the specified hardware version ( i.e. using this date) | 2026-07-30 | bar: 5 to 11
Customer Specific Options | bar: 5 to 9; 11 to 12-13
Standard Version | 0 | bar: 5 to 9; 11 to 12-13
Hardware version | bar: 5 to 10; 12-13 to 14
M | bar: 5 to 10; 12-13 to 14

## Documents
P443711A1S0910M |  | MASTER
External Connection Diagram | : | 10P44304
External Connection Diagram: Comms options | : | 10Px4001-1
Outline Diagram | : | GN0086
ROUTING
Test Instruction | :
| A | (Original - 14/09/04) Re-formatted R J Williams 16/09/04
| B | External Connection Diagram added to Date Drivers - 14/12/05
| C | External Connection Diagram key amended on Database - 11/07/06
| D | External Connection Diagram key amended on Database - 19/07/06
| E | Correction to lookup table for '51' software versions - 29/05/08

## Master Text
P443711A1S0910M
1 & 3 Pole tripping/reclosing MHO/Quad Distance with product options
Vx auxiliary rating :
24 - 54Vdc
In/Vn rating :
Dual rated CT (1 / 5A : 100 - 120 V)
Hardware options :
Standard - None
Product options - 1 :
16 inputs and 24-standard outputs
Product options - 2 :
No fibre interface
Protocol options :
K-Bus
Mounting :
Flush/Panel Mounting with Harsh Env. Coating, with USB Port, Black and Silver Front Panel
Language :
English, French, German, Spanish
Software version :
91
Customer specific options :
Standard Version
Issue :
Version : | A | Original - 28/03/2002
| B | P44xxx1xxxxxxxx : quantity of GN2037001 was 1 in error - 22/07/2002
| C | Configurator title was "Distance Protection Device" - 22/10/2002
| D | Rear Comms and Rear Comms+IRIG-B added, Software issue now 07 - 31/10/2002
| E | Software issue was "07" for all options in error - 02/12/2002 (Effective 31/10/2002)
| F | Software issue "07" released for all options - 19/12/2002
| G | Software issue to "08", Design suffix to "C", customer specific options remain the same - 16/04/2003
| H | Assy Co-processor and Assy Standard input Module made BOM variables, incorporated into previous change above "G" - 24/04/2003
| I | In/Vn was "Dual rated CT (1 & 5A - 110V)" - 20/05/2003
| J | Documents worksheet added - 14/07/03
| K | P443 Option released for availability - 21/08/03
| L | Qty. ZN0017002 was fixed at 2 & ZN0019001 at 3 for P443, Blanking plate(s) GN2038001 added - 22/09/03
| M | Software was "09" and design suffix was "C" for P443 - Effective 19/09/03 - 28/10/03
| N | BOM amended to remove ZN0020002 from P443 variants as this is already included on the final assembly list GN0266000 - 17/02/04
| O | BOM rules corrected for above entry - now corrected error in formulae - 04/03/04
| P | DC date for P443 revised retrospectively to 15/05/04 per S Richards's e-mail of 24/03/04 - 24/03/04
| Q | P443 major software release of 200G as per CDN R3500/204 - 09/06/04
| R | Software Version "200G" extended to P442,P443, P444 as revised understanding of CDN R4374- 01/07/04
| S | Areva Livery change included retrospectively . R J Williams 15/09/04
| T | Case Mounting options applied - CDN R5192 - 27/10/04
| U | Software Version "300J" released as per CDN R5332 with DC date of 07/01/05, Jumper ZB9031759 added as variable quantity to BOM as per CDN R5337 - 16/12/04
| V | Slot & Ref Positions added to BOM sheet - 20/12/04
| W | Modbus protocol option was available in error per B Cvorovic e-mail 05/01/05 - 07/01/05
| X | Quantities of screws (ZB4018110 & ZB4018215) were incorrect - 10/01/05
| Y | Software Version "30" made available for 1 day only with "G" Hardware per D Keeling - 07/02/05
| Z | Product options - 2 (fibre optic comms) added per D Keeling e-mail 27/06/05 & CDN R 5599
| AA | Software was "30". CDN R5604 - 05/07/05
| AB | Retrospective with-holding of fibre optic options per D Keeling 03/08/05
| AC | Retrospective change of Connection Diagrams 08/08/05
| AD | Retrospective change of Routing from Ref. Operation Set 50000182 - 09/08/05
| AE | Blanking plates and screw rules on BOM bought into line with CDN R5599 - 05/09/05
| AF | For demonstration purposes all Hardware, Protocol, Language and Product Options (except high breaker) made available from 02/10/05 and restricted options from 01/10/05
| AG | Hardware "J" with Software "32" released CDN R5732 - 11/10/05
| AH | All previous variants to those with "32" software made retrospectively unavailable : CDN R5778 - 10/11/05
| AI | Date Drivers retrospectively corrected (was showing Hardware options of "Second Rear Comms" and "IRIG-B + Second Rear Comms" as "5" and "6"), Hardware Suffix "K" & Software Series "50", IEC61850 & revised Ethernet options added, UCA2 withdrawn per N Robinson e-mail dated 01/11/05
| AJ | Date Drivers retrospectively corrected to add Russian language to Hardware Suffix "K" per N Robinson e-mail dated 14/12/05
| AK | "+ InterMiCOM" added to Second Rear Comms options - 10/01/05
| AL | Date Drivers amended to give Design Suffix 'K' devices a CA date of 01/03/06 per D Keeling E-mail 24/01/06
| AM | Date Drivers amended to revert to Design Suffix 'J' devices until a revised CA date is determined - 02/03/06
| AN | Chinese language option added - 19/04/06
| AO | Version "AN" (Chinese HMI) retrospectively withdrawn. BOM amended to include selection of ZN0020002 (co-processor) for variants with either "C" or "D" as digit #8.Database & Date Drivers include IEC 61850 with 41/51 Softwares & High Break.CDN R6031. - 28/06/06
| AP | Italian language option removed, "33" Software added fron 30/05/06, BOM amended per N Robinson's e-mail dated 10/07/06 - 11/07/06
| AQ | Correction to number and type of outputs per B Cvorovic & P Horton - 19/07/06
| AR | Correction to Database to re-extend array for Protocols- 09/08/06
| AS | Correction to Database to add Protocols 1& 3 to hardware option 7 - 06/09/06
| AT | Correction to Date Drivers to replace SW "50" with "**" for 01/03/06 as it was never available to production (per P Grantham & M Balahura) - 18/09/06
| AU | Database amended to pick up correct protocols for Hardware option '6'; also removal of 10 Mbit/s option ('5') from Cortec, which was never comercially available - 02/10/06
| AV | ZN0017012's were missing from BOM for Highbreak options - 09/10/06
| AW | "42" & "52" Software released for IEC61850 options only: see CID NROB-6YFBQD - 20/02/07
| AX | BOM modified in line with SWOO-6XHG6N making the user interface a model list variable - 28/02/2007
| AY | Database retrospectively corrected for protocols for non-ethernet Hardware options - 07/05/07
| AZ | 32' software effectively withdrawn: see CID NROB-738ACN - 25/06/07
| BA | 52' software released - includes Chinese language variants see CID NROB-738ACN - 07/07/07
| BB | 53' software & 'Y' Product option released for 1 day only (23/09/07) per CID NROB-775E2J - 24/09/07
| BC | Database correction to lookup formula for Design Suffix (was showing "J" when "K" selected - 01/10/07
| BD | Various corrections to lookup tables and customer diagram rules - 04/12/07
| BE | BOM bought into line with the changes implimented in CID NROB-78GLEN - 31/03/08
| BF | '54' & '44' Software released - protocol DNP 3.0 over Ethernet now available, see CID NROB-7DPAJC - 13/05/08
| BG | Description on Cortec sheet for Product Specific Option '2' was "As B + 850nm SM + 1300nm MM" in error - 08/07/08
| BH | BOM correction for model 'P' ZN0017012 was quantity 1 in error - 07/11/08
| BI | BOM descriptions of ZN0025001 & ZN0025002 were transposed incorrectly - 21/01/09
| BJ | Vx rating changed in line with CID BLIN-7P7HJX; '55' software released -
| BK | Software version '55' released - see CID NROB-7QGBSS - 31/03/2009
| BL | Redundant Ethernet optons made available, see CIDs NROB-7YKBG7 & SKEL-7YBM34- 16/12/2009
| BM | Product options' description on Cortec sheet expanded & clarified - 04/02/2010
| BN | '57' Software released by CID SSWA-7ZMJNR - 11/02/2010
| BO | References to Alstom, Areva and MiCOM removed - 5/10/2010
| BP | Release of Harsh Environment coating option - see CID RPRI-8CYG5J - 19/02/2011
| BQ | '71' software & suffix 'M' released by CID NROB-8L3J68 - 01/09/2011
| BR | CPU3 updates, see CID NROB-8MC9FR 07/10/2011
| BS | PRP released, see CID TSPR-8W3LBG - 20/07/2012
| BT | '51' Software withdrawn, see CID MBAM-8X7A93 - 07/09/2012
| BU | Vx rating changed in line with CID IMAY-8YGH8B - 10/12/2012
| BV | As HEC is now standard for all products, HEC mounting options are withdrawn and "with Harsh Environmental Coating" added to standard mounting options descriptions, see CID MBAM-934JCF - 09/01/2013
| BW | '75' Software released by CID NROB-949FH9 - 28/01/2013
| BX | Px40 Agile new branding, new PSU & Opto roll out, See CID YLII-9CAHT3 - 15/10/2013
| BY | PSU descriptions reverted - 07/12/2013
| BZ | Language option 7 (English, Italian, Polish and Portuguese) added by CID SSWA-9E4LVV - 13/12/2013
| CA | PRP options released for suffix 'K' and 55/57 software, released by YLII-9GRFMC - 08/04/14
| CB | '76' software released by CID KLIU-9JED2X - 30/04/2014
| CC | HSR options added to 'Cortec' tab - 01/09/2015
| CD | '78' Software released by CID YLUU-9WU5HR - 11/09/2015
| CE | '82' Software released by CID 'CWUU-A2N5DA' 28/09/2015
| CF | Lookup correction to software references - 09/10/2015
| CG | '52' & '54' Software withdrawn, see CID MBAM-A8BHDE - 27/04/2016
| CH | HSR options released by CID AEVA-A8XJCE - 28/06/2016
| CI | '85' Software released by CID NROB-AK3EXY 04/03/2017
| CJ | Lookup correction software 55 - Hardware 7 and 8
| CK | 79' Software released by CID005487 16/07/18
| CL | Hardware option 3 withdrawn by CID005425 - 02/10/2018, GE Publication no GER-4820
| CM | 87' Software released and new Comms options R S and T added to Cortec sheet by CID005546 18/10/18
| CN | 55' Software withdrawn 28/12/2018 by CID005450, GE Publication no GER-4820
| CO | Hardware options R S and T released on software 76 by CID005786 13/03/19
| CP | Hardware options R,S & T released by CID CID005854 - 16/04/2019
| CQ | Rebranding Mounting options released CID006120 01/10/2019
| CR | 92' Software released CID006194 - 19/11/2019
| CS | 78' Software withdrawn by CID006293 23/01/2020, GE Publication no GER-4861
| CT | 91' Software released CID006326 - 12/02/2020
| CU | Description amended for Hardware option R,S and T CID006391 - 09/04/2020
| CV | 33' Software withdrawn by CID006636 12/10/2020, GE Publication no GER-4820
| CW | 85' Software withdrawn by CID006684 31/12/2020, GE Publication no GER-4861
| CX | Hardware options J K N P Software 87 withdrawn by CID006692 - 31/12/2020, GE Publication no GER-4855
| CY | Hardware options R S and T released on software 82 by CID006818 - 23/03/2021
| DA | Hardware options G and L withdrawn by CID007038 , GE Publication GER-4855 - 30/09/2021
| DB | Hardware option J,K,N,P on software 76 withdrawn by CID007293 - 30/06/2022, GE Publication no GER-4912
| DC | Hardware option M withdrawn by CID007414 - 30/09/2022, GE Publication no GER-4885
| DD | '75' Software withdrawn by CID007411 30/10/2022, GE Publication no GER-4912
| DE | Hardware option J,K,N,P on software 71 withdrawn by CID007445 - 30/10/2022, GE Publication no GER-4912
| DF | Hardware options H withdrawn by CID007976 , GE Publication GER-4947 - 30/09/2023
| DH | Hardware options C withdrawn by GE Publication GER-4947, white front panel option withdrawn CID008133; rebranded HMI support for '57' software CID008150 - 02/01/2024
| DI | Black rebranded HMI support added for '71' software - CID8060 - 10/01/2024
| DJ | CID008406/GER-4947 obsoleted MiCOM Hardware Option E on 4th generation MiCOM models - 03/07/2024
| DK | 57' Software withdrawn by CID008644 10/12/2024, GE Publication no GER-4922
| DL | CID008648/GER-4964 obsoleted Language protocol option C on 4th generation MiCOM models - 05/12/2024
| DM | 71 software withdrawn by CID008646 , GE Publication GER-4912 - 10/12/2024
| DN | Hardware options R,S,T withdrawn by CID008671/GER-4978 03/03/2025
| DO | Software '79' & '87' withdrawn by GER-4964/CID008975; Revised for GE Vernova guidelines- 13/08/2025

## BOM (hidden)
P443711A1S0910M | Requirements Key(s) / # of digit in model number | [10 empty] | Requirements Keys | Attribute Keys | NUMBER | NUMBER | DESCRIPTION | Ref | Qty. Required | Ref | Qty. Required
| 4 | 5 | 6 | 7 | 8 | 9 | 10 | 11 | SW | 15 | hec
[7 empty] | S |  |  | M |  | SM | AG | GN0266000 | GN0266000 | Common Parts |  | 1
[7 empty] | S |  |  | M |  | SM | BG | GN0266000 | GN0266000 | Common Parts |  | 1
[7 empty] | S |  |  | M |  | SM | MG | GN0266000 | GN0266000 | Common Parts |  | 1
[7 empty] | S |  |  | M |  | SM | MJ | GN0266000 | GN0266000 | Common Parts |  | 1
[7 empty] | S |  |  | M |  | SM | NG | GN0266000 | GN0266000 | Common Parts |  | 1
[7 empty] | S |  |  | M |  | SM | NJ | GN0266000 | GN0266000 | Common Parts |  | 1
[7 empty] | S |  |  | M |  | M | K | GN0365000 | GN0365000 | Common Parts |  | 1
[7 empty] | S |  |  | M |  | M | M | GN0365000 | GN0365000 | Common Parts |  | 1 |  | 1
[7 empty] | S | 0 | 91 | M |  | 0M | 0K | GN0341005 | GN0341005 | F/ASSY USER INTERFACE (80TE) EXTENDED | Ref 22 | 1
[7 empty] | S | 0 | 91 | M |  | 0M | 5K | GN0341005 | GN0341005 | F/ASSY USER INTERFACE (80TE) EXTENDED | Ref 22 | 1
[7 empty] | S | 0 | 91 | M |  | 0M | CK | GN0341006 | GN0341006 | F/ASSY CHINESE USER INTERFACE (80TE) | Ref 22 | 1
[7 empty] | S | 0 |  | M |  | 0M | 0M | GN0341003 | GN0341003 | F/ASSY USER INTERFACE (80TE) EXTENDED | Ref 22 | 1 | Ref 22 | 1
[7 empty] | S | 0 |  | M |  | 0M | 5M | GN0341003 | GN0341003 | F/ASSY USER INTERFACE (80TE) EXTENDED | Ref 22 | 1
[7 empty] | S | 0 |  | M |  | 0M | CM | GN0341004 | GN0341004 | F/ASSY CHINESE USER INTERFACE (80TE) | Ref 22 | 1
|  | 7 |  |  |  |  | S |  |  |  |  | 7 | 7 | ZN0021201 | ZN0021201 | Power Supply | Ref 1 | 1 | Ref 1 | 1
|  | 7 |  |  |  |  | S |  |  |  |  | 7 | 8 | ZN0021202 | ZN0021202 | Power Supply | Ref 1 | 1
|  | 7 |  |  |  |  | S |  |  |  |  | 7 | 9 | ZN0021203 | ZN0021203 | Power Supply | Ref 1 | 1
[5 empty] | A |  | S |  |  |  |  | A | A | ZN0019101 | ZN0019101 | Assy Output Relay | Ref 2, SLOT 02 PL2:1, SLOT 03 PL2:2, SLOT 04 PL2:3 | 3 | Ref 2, SLOT 02 PL2:1, SLOT 03 PL2:2, SLOT 04 PL2:3 | 3
[5 empty] | A |  | S |  |  |  |  | A | B | ZN0019101 | ZN0019101 | Assy Output Relay | Ref 2, SLOT 02 PL2:1, SLOT 03 PL2:2, SLOT 04 PL2:3, SLOT 05 PL2:4 | 4
[5 empty] | A |  | S |  |  |  |  | A | C | ZN0019101 | ZN0019101 | Assy Output Relay | Ref 2, SLOT 02 PL2:1, SLOT 03 PL2:2 | 2
[5 empty] | A |  | S |  |  |  |  | A | D | ZN0019101 | ZN0019101 | Assy Output Relay | Ref 2, SLOT 02 PL2:1, SLOT 03 PL2:2 | 2
[5 empty] | A |  | S |  |  |  |  | A | E | ZN0019101 | ZN0019101 | Assy Output Relay | Ref 2, SLOT 02 PL2:1, SLOT 03 PL2:2, SLOT 04 PL2:3 | 3
[5 empty] | A |  | S |  |  |  |  | A | F | ZN0019101 | ZN0019101 | Assy Output Relay | Ref 2, SLOT 02 PL2:1, SLOT 03 PL2:2, SLOT 04 PL2:3, SLOT 05 PL2:4 | 4
[5 empty] | A |  | S |  |  |  |  | A | G | ZN0019101 | ZN0019101 | Assy Output Relay | Ref 2, SLOT 02 PL2:1, SLOT 03 PL2:2 | 2
[5 empty] | A |  | S |  |  |  |  | A | H | ZN0019101 | ZN0019101 | Assy Output Relay | Ref 2, SLOT 02 PL2:1, SLOT 03 PL2:2 | 2
[5 empty] | A |  | S |  |  |  |  | A | I | ZN0019101 | ZN0019101 | Assy Output Relay | Ref 2, SLOT 02 PL2:1, SLOT 03 PL2:2, SLOT 04 PL2:3 | 3
[5 empty] | A |  | S |  |  |  |  | A | J | ZN0019101 | ZN0019101 | Assy Output Relay | Ref 2, SLOT 02 PL2:1, SLOT 03 PL2:2, SLOT 04 PL2:3, SLOT 05 PL2:4 | 4
[5 empty] | A |  | S |  |  |  |  | A | K | ZN0019101 | ZN0019101 | Assy Output Relay | Ref 2, SLOT 02 PL2:1, SLOT 03 PL2:2 | 2
[5 empty] | A |  | S |  |  |  |  | A | L | ZN0019101 | ZN0019101 | Assy Output Relay | Ref 2, SLOT 02 PL2:1, SLOT 03 PL2:2 | 2
[5 empty] | A |  | S |  |  |  |  | A | M | ZN0019101 | ZN0019101 | Assy Output Relay | Ref 2, SLOT 02 PL2:1, SLOT 03 PL2:2, SLOT 04 PL2:3 | 3
[5 empty] | A |  | S |  |  |  |  | A | N | ZN0019101 | ZN0019101 | Assy Output Relay | Ref 2, SLOT 02 PL2:1, SLOT 03 PL2:2, SLOT 04 PL2:3, SLOT 05 PL2:4 | 4
[5 empty] | A |  | S |  |  |  |  | A | O | ZN0019101 | ZN0019101 | Assy Output Relay | Ref 2, SLOT 02 PL2:1, SLOT 03 PL2:2 | 2
[5 empty] | A |  | S |  |  |  |  | A | P | ZN0019101 | ZN0019101 | Assy Output Relay | Ref 2, SLOT 02 PL2:1, SLOT 03 PL2:2 | 2
[5 empty] | A |  | S |  |  |  |  | A | Q | ZN0019101 | ZN0019101 | Assy Output Relay | Ref 2, SLOT 02 PL2:1, SLOT 03 PL2:2, SLOT 04 PL2:3 | 3
[5 empty] | A |  | S |  |  |  |  | A | R | ZN0019101 | ZN0019101 | Assy Output Relay | Ref 2, SLOT 02 PL2:1, SLOT 03 PL2:2, SLOT 04 PL2:3, SLOT 05 PL2:4 | 4
[5 empty] | A |  | S |  |  |  |  | A | S | ZN0019101 | ZN0019101 | Assy Output Relay | Ref 2, SLOT 02 PL2:1, SLOT 03 PL2:2 | 2
[5 empty] | A |  | S |  |  |  |  | A | T | ZN0019101 | ZN0019101 | Assy Output Relay | Ref 2, SLOT 02 PL2:1, SLOT 03 PL2:2 | 2
[5 empty] | A |  | S |  |  |  |  | A | U | ZN0019101 | ZN0019101 | Assy Output Relay | Ref 2, SLOT 02 PL2:1, SLOT 03 PL2:2, SLOT 04 PL2:3 | 3
[5 empty] | A |  | S |  |  |  |  | A | V | ZN0019101 | ZN0019101 | Assy Output Relay | Ref 2, SLOT 02 PL2:1, SLOT 03 PL2:2, SLOT 04 PL2:3, SLOT 05 PL2:4 | 4
[5 empty] | A |  | S |  |  |  |  | A | Z | ZN0019101 | ZN0019101 | Assy Output Relay | Ref 2, SLOT 02 PL2:1, SLOT 03 PL2:2, SLOT 04 PL2:3, SLOT 05 PL2:4 | 4
[5 empty] | A |  | S |  |  |  |  | A | 2 | ZN0019101 | ZN0019101 | Assy Output Relay | Ref 2, SLOT 02 PL2:1, SLOT 03 PL2:2, SLOT 04 PL2:3, SLOT 05 PL2:4 | 4
[5 empty] | A |  | S |  |  |  |  | A | 4 | ZN0019101 | ZN0019101 | Assy Output Relay | Ref 2, SLOT 02 PL2:1, SLOT 03 PL2:2, SLOT 04 PL2:3, SLOT 05 PL2:4 | 4
[5 empty] | A |  | S |  |  |  |  | A | 6 | ZN0019101 | ZN0019101 | Assy Output Relay | Ref 2, SLOT 02 PL2:1, SLOT 03 PL2:2, SLOT 04 PL2:3, SLOT 05 PL2:4 | 4
[5 empty] | A |  | S |  |  |  |  | A | W | ZN0019101 | ZN0019101 | Assy Output Relay | Ref 2, SLOT 02 PL2:1, SLOT 03 PL2:2 | 2
[5 empty] | A |  | S |  |  |  |  | A | X | ZN0019101 | ZN0019101 | Assy Output Relay | Ref 2, SLOT 02 PL2:1, SLOT 03 PL2:2 | 2
[5 empty] | A |  | S |  |  |  |  | A | Y | ZN0019101 | ZN0019101 | Assy Output Relay | Ref 2, SLOT 02 PL2:1, SLOT 03 PL2:2, SLOT 04 PL2:3, SLOT 05 PL2:4 | 4
[5 empty] | A |  | S |  |  |  |  | A | 1 | ZN0019101 | ZN0019101 | Assy Output Relay | Ref 2, SLOT 02 PL2:1, SLOT 03 PL2:2 | 2
[5 empty] | A |  | S |  |  |  |  | A | 3 | ZN0019101 | ZN0019101 | Assy Output Relay | Ref 2, SLOT 02 PL2:1, SLOT 03 PL2:2 | 2
[5 empty] | A |  | S |  |  |  |  | A | 5 | ZN0019101 | ZN0019101 | Assy Output Relay | Ref 2, SLOT 02 PL2:1, SLOT 03 PL2:2 | 2
[5 empty] | A |  | S |  |  |  |  | A | 7 | ZN0019101 | ZN0019101 | Assy Output Relay | Ref 2, SLOT 02 PL2:1, SLOT 03 PL2:2 | 2
[5 empty] | A |  | S |  |  | M |  | AM | AG | ZN0017002 | ZN0017002 | Assy Digital Opto Input | Ref 3, SLOT 09 PL2:2 | 1
[5 empty] | A |  | S |  |  | M |  | AM | AJ | ZN0017212 | ZN0017212 | Assy Digital Opto Input | Ref 3, SLOT 09 PL2:2 | 1
[5 empty] | A |  | S |  |  | M |  | AM | AK | ZN0017212 | ZN0017212 | Assy Digital Opto Input | Ref 3, SLOT 09 PL2:2 | 1
[5 empty] | A |  | S |  |  | M |  | AM | AM | ZN0017212 | ZN0017212 | Assy Digital Opto Input | Ref 3, SLOT 09 PL2:2 | 1 | Ref 3, SLOT 09 PL2:2 | 1
[5 empty] | A |  | S |  |  | M |  | AM | BG | ZN0017002 | ZN0017002 | Assy Digital Opto Input | Ref 3, SLOT 08 PL2:3, SLOT 09 PL2:2 | 2
[5 empty] | A |  | S |  |  | M |  | AM | BJ | ZN0017212 | ZN0017212 | Assy Digital Opto Input | Ref 3, SLOT 08 PL2:3, SLOT 09 PL2:2 | 2
[5 empty] | A |  | S |  |  | M |  | AM | BK | ZN0017212 | ZN0017212 | Assy Digital Opto Input | Ref 3, SLOT 08 PL2:3, SLOT 09 PL2:2 | 2
[5 empty] | A |  | S |  |  | M |  | AM | BM | ZN0017212 | ZN0017212 | Assy Digital Opto Input | Ref 3, SLOT 08 PL2:3, SLOT 09 PL2:2 | 2
[5 empty] | A |  | S |  |  | M |  | AM | EJ | ZN0017212 | ZN0017212 | Assy Digital Opto Input | Ref 3, SLOT 09 PL2:2 | 1
[5 empty] | A |  | S |  |  | M |  | AM | EK | ZN0017212 | ZN0017212 | Assy Digital Opto Input | Ref 3, SLOT 09 PL2:2 | 1
[5 empty] | A |  | S |  |  | M |  | AM | FJ | ZN0017212 | ZN0017212 | Assy Digital Opto Input | Ref 3, SLOT 08 PL2:3, SLOT 09 PL2:2 | 2
[5 empty] | A |  | S |  |  | M |  | AM | FK | ZN0017212 | ZN0017212 | Assy Digital Opto Input | Ref 3, SLOT 08 PL2:3, SLOT 09 PL2:2 | 2
[5 empty] | A |  | S |  |  | M |  | AM | FM | ZN0017212 | ZN0017212 | Assy Digital Opto Input | Ref 3, SLOT 08 PL2:3, SLOT 09 PL2:2 | 2
[5 empty] | A |  | S |  |  | M |  | AM | IJ | ZN0017212 | ZN0017212 | Assy Digital Opto Input | Ref 3, SLOT 09 PL2:2 | 1
[5 empty] | A |  | S |  |  | M |  | AM | IK | ZN0017212 | ZN0017212 | Assy Digital Opto Input | Ref 3, SLOT 09 PL2:2 | 1
[5 empty] | A |  | S |  |  | M |  | AM | IM | ZN0017212 | ZN0017212 | Assy Digital Opto Input | Ref 3, SLOT 09 PL2:2 | 1
[5 empty] | A |  | S |  |  | M |  | AM | JJ | ZN0017212 | ZN0017212 | Assy Digital Opto Input | Ref 3, SLOT 08 PL2:3, SLOT 09 PL2:2 | 2
[5 empty] | A |  | S |  |  | M |  | AM | JK | ZN0017212 | ZN0017212 | Assy Digital Opto Input | Ref 3, SLOT 08 PL2:3, SLOT 09 PL2:2 | 2
[5 empty] | A |  | S |  |  | M |  | AM | JM | ZN0017212 | ZN0017212 | Assy Digital Opto Input | Ref 3, SLOT 08 PL2:3, SLOT 09 PL2:2 | 2
[5 empty] | A |  | S |  |  | M |  | AM | MJ | ZN0017212 | ZN0017212 | Assy Digital Opto Input | Ref 3, SLOT 09 PL2:2 | 1
[5 empty] | A |  | S |  |  | M |  | AM | MK | ZN0017212 | ZN0017212 | Assy Digital Opto Input | Ref 3, SLOT 09 PL2:2 | 1
[5 empty] | A |  | S |  |  | M |  | AM | MM | ZN0017212 | ZN0017212 | Assy Digital Opto Input | Ref 3, SLOT 09 PL2:2 | 1
[5 empty] | A |  | S |  |  | M |  | AM | NJ | ZN0017212 | ZN0017212 | Assy Digital Opto Input | Ref 3, SLOT 08 PL2:3, SLOT 09 PL2:2 | 2
[5 empty] | A |  | S |  |  | M |  | AM | NK | ZN0017212 | ZN0017212 | Assy Digital Opto Input | Ref 3, SLOT 08 PL2:3, SLOT 09 PL2:2 | 2
[5 empty] | A |  | S |  |  | M |  | AM | NM | ZN0017212 | ZN0017212 | Assy Digital Opto Input | Ref 3, SLOT 08 PL2:3, SLOT 09 PL2:2 | 2
[5 empty] | A |  | S |  |  | M |  | AM | QJ | ZN0017212 | ZN0017212 | Assy Digital Opto Input | Ref 3, SLOT 09 PL2:2 | 1
[5 empty] | A |  | S |  |  | M |  | AM | QK | ZN0017212 | ZN0017212 | Assy Digital Opto Input | Ref 3, SLOT 09 PL2:2 | 1
[5 empty] | A |  | S |  |  | M |  | AM | QM | ZN0017212 | ZN0017212 | Assy Digital Opto Input | Ref 3, SLOT 09 PL2:2 | 1
[5 empty] | A |  | S |  |  | M |  | AM | RJ | ZN0017212 | ZN0017212 | Assy Digital Opto Input | Ref 3, SLOT 08 PL2:3, SLOT 09 PL2:2 | 2
[5 empty] | A |  | S |  |  | M |  | AM | RK | ZN0017212 | ZN0017212 | Assy Digital Opto Input | Ref 3, SLOT 08 PL2:3, SLOT 09 PL2:2 | 2
[5 empty] | A |  | S |  |  | M |  | AM | RM | ZN0017212 | ZN0017212 | Assy Digital Opto Input | Ref 3, SLOT 08 PL2:3, SLOT 09 PL2:2 | 2
[5 empty] | A |  | S |  |  | M |  | AM | UJ | ZN0017212 | ZN0017212 | Assy Digital Opto Input | Ref 3, SLOT 09 PL2:2 | 1
[5 empty] | A |  | S |  |  | M |  | AM | UK | ZN0017212 | ZN0017212 | Assy Digital Opto Input | Ref 3, SLOT 09 PL2:2 | 1
[5 empty] | A |  | S |  |  | M |  | AM | UM | ZN0017212 | ZN0017212 | Assy Digital Opto Input | Ref 3, SLOT 09 PL2:2 | 1
[5 empty] | A |  | S |  |  | M |  | AM | VJ | ZN0017212 | ZN0017212 | Assy Digital Opto Input | Ref 3, SLOT 08 PL2:3, SLOT 09 PL2:2 | 2
[5 empty] | A |  | S |  |  | M |  | AM | VK | ZN0017212 | ZN0017212 | Assy Digital Opto Input | Ref 3, SLOT 08 PL2:3, SLOT 09 PL2:2 | 2
[5 empty] | A |  | S |  |  | M |  | AM | CK | ZN0017212 | ZN0017212 | Assy Digital Opto Input | Ref 3, SLOT 09 PL2:2 | 1
[5 empty] | A |  | S |  |  | M |  | AM | GK | ZN0017212 | ZN0017212 | Assy Digital Opto Input | Ref 3, SLOT 09 PL2:2 | 1
[5 empty] | A |  | S |  |  | M |  | AM | KK | ZN0017212 | ZN0017212 | Assy Digital Opto Input | Ref 3, SLOT 09 PL2:2 | 1
[5 empty] | A |  | S |  |  | M |  | AM | OK | ZN0017212 | ZN0017212 | Assy Digital Opto Input | Ref 3, SLOT 09 PL2:2 | 1
[5 empty] | A |  | S |  |  | M |  | AM | SK | ZN0017212 | ZN0017212 | Assy Digital Opto Input | Ref 3, SLOT 09 PL2:2 | 1
[5 empty] | A |  | S |  |  | M |  | AM | DK | ZN0017212 | ZN0017212 | Assy Digital Opto Input | Ref 3, SLOT 08 PL2:3, SLOT 09 PL2:2 | 2
[5 empty] | A |  | S |  |  | M |  | AM | HK | ZN0017212 | ZN0017212 | Assy Digital Opto Input | Ref 3, SLOT 08 PL2:3, SLOT 09 PL2:2 | 2
[5 empty] | A |  | S |  |  | M |  | AM | LK | ZN0017212 | ZN0017212 | Assy Digital Opto Input | Ref 3, SLOT 08 PL2:3, SLOT 09 PL2:2 | 2
[5 empty] | A |  | S |  |  | M |  | AM | PK | ZN0017212 | ZN0017212 | Assy Digital Opto Input | Ref 3, SLOT 08 PL2:3, SLOT 09 PL2:2 | 2
[5 empty] | A |  | S |  |  | M |  | AM | TK | ZN0017212 | ZN0017212 | Assy Digital Opto Input | Ref 3, SLOT 08 PL2:3, SLOT 09 PL2:2 | 2
[5 empty] | A |  | S |  |  | M |  | AM | XK | ZN0017212 | ZN0017212 | Assy Digital Opto Input | Ref 3, SLOT 08 PL2:3, SLOT 09 PL2:2 | 2
[5 empty] | A |  | S |  |  | M |  | AM | YK | ZN0017212 | ZN0017212 | Assy Digital Opto Input | Ref 3, SLOT 07, SLOT 08 & SLOT 09 | 3
[5 empty] | A |  | S |  |  | M |  | AM | VM | ZN0017212 | ZN0017212 | Assy Digital Opto Input | Ref 3, SLOT 08 PL2:3, SLOT 09 PL2:2 | 2
[5 empty] | A |  | S |  |  | M |  | AM | CM | ZN0017212 | ZN0017212 | Assy Digital Opto Input | Ref 3, SLOT 09 PL2:2 | 1
[5 empty] | A |  | S |  |  | M |  | AM | GM | ZN0017212 | ZN0017212 | Assy Digital Opto Input | Ref 3, SLOT 09 PL2:2 | 1
[5 empty] | A |  | S |  |  | M |  | AM | MM | ZN0017212 | ZN0017212 | Assy Digital Opto Input | Ref 3, SLOT 09 PL2:2 | 1
[5 empty] | A |  | S |  |  | M |  | AM | OM | ZN0017212 | ZN0017212 | Assy Digital Opto Input | Ref 3, SLOT 09 PL2:2 | 1
[5 empty] | A |  | S |  |  | M |  | AM | SM | ZN0017212 | ZN0017212 | Assy Digital Opto Input | Ref 3, SLOT 09 PL2:2 | 1
[5 empty] | A |  | S |  |  | M |  | AM | DM | ZN0017212 | ZN0017212 | Assy Digital Opto Input | Ref 3, SLOT 08 PL2:3, SLOT 09 PL2:2 | 2
[5 empty] | A |  | S |  |  | M |  | AM | HM | ZN0017212 | ZN0017212 | Assy Digital Opto Input | Ref 3, SLOT 08 PL2:3, SLOT 09 PL2:2 | 2
[5 empty] | A |  | S |  |  | M |  | AM | LM | ZN0017212 | ZN0017212 | Assy Digital Opto Input | Ref 3, SLOT 08 PL2:3, SLOT 09 PL2:2 | 2
[5 empty] | A |  | S |  |  | M |  | AM | PM | ZN0017212 | ZN0017212 | Assy Digital Opto Input | Ref 3, SLOT 08 PL2:3, SLOT 09 PL2:2 | 2
[5 empty] | A |  | S |  |  | M |  | AM | TM | ZN0017212 | ZN0017212 | Assy Digital Opto Input | Ref 3, SLOT 08 PL2:3, SLOT 09 PL2:2 | 2
[5 empty] | A |  | S |  |  | M |  | AM | XM | ZN0017212 | ZN0017212 | Assy Digital Opto Input | Ref 3, SLOT 08 PL2:3, SLOT 09 PL2:2 | 2
[5 empty] | A |  | S |  |  | M |  | AM | YM | ZN0017212 | ZN0017212 | Assy Digital Opto Input | Ref 3, SLOT 07, SLOT 08 & SLOT 09 | 3
[5 empty] | A |  | S |  |  |  |  | A | Z | ZN0017212 | ZN0017212 | Assy Digital Opto Input | Ref 3, SLOT 08 PL2:3, SLOT 09 PL2:2 | 2
[5 empty] | A |  | S |  |  |  |  | A | 2 | ZN0017212 | ZN0017212 | Assy Digital Opto Input | Ref 3, SLOT 08 PL2:3, SLOT 09 PL2:2 | 2
[5 empty] | A |  | S |  |  |  |  | A | 4 | ZN0017212 | ZN0017212 | Assy Digital Opto Input | Ref 3, SLOT 08 PL2:3, SLOT 09 PL2:2 | 2
[5 empty] | A |  | S |  |  |  |  | A | 6 | ZN0017212 | ZN0017212 | Assy Digital Opto Input | Ref 3, SLOT 08 PL2:3, SLOT 09 PL2:2 | 2
[5 empty] | A |  | S |  |  |  |  | A | 1 | ZN0017212 | ZN0017212 | Assy Digital Opto Input | Ref 3, SLOT 08 PL2:3, SLOT 09 PL2:2 | 2
[5 empty] | A |  | S |  |  |  |  | A | 3 | ZN0017212 | ZN0017212 | Assy Digital Opto Input | Ref 3, SLOT 08 PL2:3, SLOT 09 PL2:2 | 2
[5 empty] | A |  | S |  |  |  |  | A | 5 | ZN0017212 | ZN0017212 | Assy Digital Opto Input | Ref 3, SLOT 08 PL2:3, SLOT 09 PL2:2 | 2
[5 empty] | A |  | S |  |  |  |  | A | 7 | ZN0017212 | ZN0017212 | Assy Digital Opto Input | Ref 3, SLOT 08 PL2:3, SLOT 09 PL2:2 | 2
[5 empty] | A |  | S |  |  |  |  | A | Q | GN0107001 | GN0107001 | CURRENT DIFF. MODULE | Ref 4 | 1
[5 empty] | A |  | S |  |  |  |  | A | R | GN0107001 | GN0107001 | CURRENT DIFF. MODULE | Ref 4 | 1
[5 empty] | A |  | S |  |  |  |  | A | S | GN0107001 | GN0107001 | CURRENT DIFF. MODULE | Ref 4 | 1
[5 empty] | A |  | S |  |  |  |  | A | T | GN0107001 | GN0107001 | CURRENT DIFF. MODULE | Ref 4 | 1
[5 empty] | A |  | S |  |  |  |  | A | U | GN0107002 | GN0107002 | CURRENT DIFF. MODULE | Ref 4 | 1
[5 empty] | A |  | S |  |  |  |  | A | V | GN0107002 | GN0107002 | CURRENT DIFF. MODULE | Ref 4 | 1
[5 empty] | A |  | S |  |  |  |  | A | W | GN0107002 | GN0107002 | CURRENT DIFF. MODULE | Ref 4 | 1
[5 empty] | A |  | S |  |  |  |  | A | X | GN0107002 | GN0107002 | CURRENT DIFF. MODULE | Ref 4 | 1
[5 empty] | A |  | S |  |  |  |  | A | I | GN0107003 | GN0107003 | CURRENT DIFF. MODULE | Ref 4 | 1
[5 empty] | A |  | S |  |  |  |  | A | J | GN0107003 | GN0107003 | CURRENT DIFF. MODULE | Ref 4 | 1
[5 empty] | A |  | S |  |  |  |  | A | K | GN0107003 | GN0107003 | CURRENT DIFF. MODULE | Ref 4 | 1
[5 empty] | A |  | S |  |  |  |  | A | L | GN0107003 | GN0107003 | CURRENT DIFF. MODULE | Ref 4 | 1
[5 empty] | A |  | S |  |  |  |  | A | M | GN0107004 | GN0107004 | CURRENT DIFF. MODULE | Ref 4 | 1
[5 empty] | A |  | S |  |  |  |  | A | N | GN0107004 | GN0107004 | CURRENT DIFF. MODULE | Ref 4 | 1
[5 empty] | A |  | S |  |  |  |  | A | O | GN0107004 | GN0107004 | CURRENT DIFF. MODULE | Ref 4 | 1
[5 empty] | A |  | S |  |  |  |  | A | P | GN0107004 | GN0107004 | CURRENT DIFF. MODULE | Ref 4 | 1
[5 empty] | A |  | S |  |  |  |  | A | E | GN0107007 | GN0107007 | CURRENT DIFF. MODULE | Ref 4 | 1
[5 empty] | A |  | S |  |  |  |  | A | F | GN0107007 | GN0107007 | CURRENT DIFF. MODULE | Ref 4 | 1
[5 empty] | A |  | S |  |  |  |  | A | G | GN0107007 | GN0107007 | CURRENT DIFF. MODULE | Ref 4 | 1
[5 empty] | A |  | S |  |  |  |  | A | H | GN0107007 | GN0107007 | CURRENT DIFF. MODULE | Ref 4 | 1
[5 empty] | A |  | S |  |  |  |  | A | Z | GN0107015 | GN0107015 | CURRENT DIFF. MODULE | Ref 4 | 1
[5 empty] | A |  | S |  |  |  |  | A | 1 | GN0107015 | GN0107015 | CURRENT DIFF. MODULE | Ref 4 | 1
[5 empty] | A |  | S |  |  |  |  | A | 2 | GN0107018 | GN0107018 | CURRENT DIFF. MODULE | Ref 4 | 1
[5 empty] | A |  | S |  |  |  |  | A | 3 | GN0107018 | GN0107018 | CURRENT DIFF. MODULE | Ref 4 | 1
[5 empty] | A |  | S |  |  |  |  | A | 4 | GN0107016 | GN0107016 | CURRENT DIFF. MODULE | Ref 4 | 1
[5 empty] | A |  | S |  |  |  |  | A | 5 | GN0107016 | GN0107016 | CURRENT DIFF. MODULE | Ref 4 | 1
[5 empty] | A |  | S |  |  |  |  | A | 6 | GN0107019 | GN0107019 | CURRENT DIFF. MODULE | Ref 4 | 1
[5 empty] | A |  | S |  |  |  |  | A | 7 | GN0107019 | GN0107019 | CURRENT DIFF. MODULE | Ref 4 | 1
[5 empty] | A |  | S |  |  |  |  | A | A | ZN0020202 | ZN0020202 | ASSY PCB-CO-PROCCESSOR BUILD | Ref 5 | 1 | Ref 5 | 1
[5 empty] | A |  | S |  |  |  |  | A | B | ZN0020202 | ZN0020202 | ASSY PCB-CO-PROCCESSOR BUILD | Ref 5 | 1
[5 empty] | A |  | S |  |  |  |  | A | C | ZN0020202 | ZN0020202 | ASSY PCB-CO-PROCCESSOR BUILD | Ref 5 | 1
[5 empty] | A |  | S |  |  |  |  | A | D | ZN0020202 | ZN0020202 | ASSY PCB-CO-PROCCESSOR BUILD | Ref 5 | 1
[5 empty] | A |  | S |  |  |  |  | A | Y | ZN0020202 | ZN0020202 | ASSY PCB-CO-PROCCESSOR BUILD | Ref 5 | 1
|  |  |  | 1 |  |  | S |  |  |  |  | 1 | 2 | ZN0007001 | ZN0007001 | IRIG-B only | Ref 6 | 1
|  |  |  | 1 |  |  | S |  |  |  |  | 1 | 3 | ZN0007002 | ZN0007002 | Fibre Optic only | Ref 6 | 1
|  |  |  | 1 |  |  | S |  |  |  |  | 1 | 4 | ZN0007003 | ZN0007003 | IRIG-B & Fibre Optic | Ref 6 | 1
|  |  |  | 1 |  |  | S |  |  |  |  | 1 | 8 | ZN0025001 | ZN0025001 | Rear Comms With IRIG-B | Ref 6 | 1
|  |  |  | 1 |  |  | S |  |  |  |  | 1 | 7 | ZN0025002 | ZN0025002 | Rear Comms Without IRIG-B | Ref 6 | 1
|  |  |  | 1 |  |  | S |  |  |  |  | 1 | F | ZN0025001 | ZN0025001 | Rear Comms With IRIG-B | Ref 6 | 1
|  |  |  | 1 |  |  | S |  |  |  |  | 1 | E | ZN0025002 | ZN0025002 | Rear Comms Without IRIG-B | Ref 6 | 1
|  |  |  | 1 |  |  | S |  |  |  |  | 1 | 6 | ZN0049001 | ZN0049001 | PCB ASSY - Px40 100Mhz Ethernet Bd- A/01 | Ref 6 | 1
|  |  |  | 1 |  |  | S |  |  |  |  | 1 | A | ZN0049002 | ZN0049002 | PCB ASSY - Px40 100Mhz Ethernet bd- A/01 | Ref 6 | 1
|  |  |  | 1 |  |  | S |  |  |  |  | 1 | B | ZN0049003 | ZN0049003 | PCB ASSY - Px40 100Mhz Ethernet bd- A/01 | Ref 6 | 1
|  |  |  | 1 |  |  | S |  |  |  |  | 1 | C | ZN0049004 | ZN0049004 | PCB ASSY - Px40 NON-MOD IRIG-B bd - A/01 | Ref 6 | 1
|  |  |  | 1 |  |  | S |  |  |  |  | 1 | G | ZN0071001 | ZN0071001 | Px40 DREB PH1-ST MM FIB MOD IRIG-B | Ref 6 | 1
|  |  |  | 1 |  |  | S |  |  |  |  | 1 | H | ZN0071002 | ZN0071002 | Px40 DREB PH1-ST MM FIB DEMOD IRIG-B | Ref 6 | 1
|  |  |  | 1 |  |  | S |  |  |  |  | 1 | J | ZN0071005 | ZN0071005 | Px40 DREB PH1-ST MM FIB MOD IRIG-B | Ref 6 | 1
|  |  |  | 1 |  |  | S |  |  |  |  | 1 | K | ZN0071006 | ZN0071006 | Px40 DREB PH1-ST MM FIB DEMOD IRIG-B | Ref 6 | 1
|  |  |  | 1 |  |  | S |  |  |  |  | 1 | L | ZN0071007 | ZN0071007 | Px40 DREB PH1-STMMFIB MOD IRIG-B-DHP | Ref 6 | 1
|  |  |  | 1 |  |  | S |  |  |  |  | 1 | M | ZN0071008 | ZN0071008 | Px40 DREB PH1-ST MM FIB DEMOD IRIG-B | Ref 6 | 1
|  |  |  | 1 | [7 empty] | 1 | N | ZN0071009 | ZN0071009 | PRP - ST MULTI MODE FIBRE MOD. IRIG-B | Ref 6 | 1
|  |  |  | 1 | [7 empty] | 1 | P | ZN0071010 | ZN0071010 | PRP ST MULTI MODE FIBRE DEMOD. IRIG-B | Ref 6 | 1
|  |  |  | 1 | [7 empty] | 1 | R | ZN0087001 | ZN0087001 | PX40 - Redundant Ethernet board FO with Universal IRIG-B (Dual Fiber) | Ref 6 | 1
|  |  |  | 1 | [7 empty] | 1 | S | ZN0087002 | ZN0087002 | Redundant Ethernet board Cu with Universal IRIG-B (Dual Cu) | Ref 6 | 1
|  |  |  | 1 | [7 empty] | 1 | T | ZN0087003 | ZN0087003 | PX40 - Ethernet board wth Universal IRIG-B (Single Cu / single Fiber) | Ref 6 | 1
[5 empty] | A |  | S |  |  |  |  | A | C | ZN0042001 | ZN0042001 | PCB ASSY - Px40 HIGH BREAK RELAY | Ref 7, SLOT 04 PL2:3 | 1
[5 empty] | A |  | S |  |  |  |  | A | D | ZN0042001 | ZN0042001 | PCB ASSY - Px40 HIGH BREAK RELAY | Ref 7, SLOT 04 PL2:3, SLOT 05 PL2:4 | 2
[5 empty] | A |  | S |  |  |  |  | A | G | ZN0042001 | ZN0042001 | PCB ASSY - Px40 HIGH BREAK RELAY | Ref 7, SLOT 04 PL2:3 | 1
[5 empty] | A |  | S |  |  |  |  | A | H | ZN0042001 | ZN0042001 | PCB ASSY - Px40 HIGH BREAK RELAY | Ref 7, SLOT 04 PL2:3, SLOT 05 PL2:4 | 2
[5 empty] | A |  | S |  |  |  |  | A | K | ZN0042001 | ZN0042001 | PCB ASSY - Px40 HIGH BREAK RELAY | Ref 7, SLOT 04 PL2:3 | 1
[5 empty] | A |  | S |  |  |  |  | A | L | ZN0042001 | ZN0042001 | PCB ASSY - Px40 HIGH BREAK RELAY | Ref 7, SLOT 04 PL2:3, SLOT 05 PL2:4 | 2
[5 empty] | A |  | S |  |  |  |  | A | O | ZN0042001 | ZN0042001 | PCB ASSY - Px40 HIGH BREAK RELAY | Ref 7, SLOT 04 PL2:3 | 1
[5 empty] | A |  | S |  |  |  |  | A | P | ZN0042001 | ZN0042001 | PCB ASSY - Px40 HIGH BREAK RELAY | Ref 7, SLOT 04 PL2:3, SLOT 05 PL2:4 | 2
[5 empty] | A |  | S |  |  |  |  | A | S | ZN0042001 | ZN0042001 | PCB ASSY - Px40 HIGH BREAK RELAY | Ref 7, SLOT 04 PL2:3 | 1
[5 empty] | A |  | S |  |  |  |  | A | T | ZN0042001 | ZN0042001 | PCB ASSY - Px40 HIGH BREAK RELAY | Ref 7, SLOT 04 PL2:3, SLOT 05 PL2:4 | 2
[5 empty] | A |  | S |  |  |  |  | A | W | ZN0042001 | ZN0042001 | PCB ASSY - Px40 HIGH BREAK RELAY | Ref 7, SLOT 04 PL2:3 | 1
[5 empty] | A |  | S |  |  |  |  | A | X | ZN0042001 | ZN0042001 | PCB ASSY - Px40 HIGH BREAK RELAY | Ref 7, SLOT 04 PL2:3, SLOT 05 PL2:4 | 2
[5 empty] | A |  | S |  |  |  |  | A | 1 | ZN0042001 | ZN0042001 | PCB ASSY - Px40 HIGH BREAK RELAY | Ref 7, SLOT 04 PL2:3, SLOT 05 PL2:4 | 2
[5 empty] | A |  | S |  |  |  |  | A | 3 | ZN0042001 | ZN0042001 | PCB ASSY - Px40 HIGH BREAK RELAY | Ref 7, SLOT 04 PL2:3, SLOT 05 PL2:4 | 2
[5 empty] | A |  | S |  |  |  |  | A | 5 | ZN0042001 | ZN0042001 | PCB ASSY - Px40 HIGH BREAK RELAY | Ref 7, SLOT 04 PL2:3, SLOT 05 PL2:4 | 2
[5 empty] | A |  | S |  |  |  |  | A | 7 | ZN0042001 | ZN0042001 | PCB ASSY - Px40 HIGH BREAK RELAY | Ref 7, SLOT 04 PL2:3, SLOT 05 PL2:4 | 2
[7 empty] | S |  |  |  |  | S | M | #REF! | GN0110008 | Case Assembly | Ref 21 | 1
[7 empty] | S |  |  |  |  | S | N | #REF! | GN0110027 | Case Assembly | Ref 21 | 1
[7 empty] | S |  |  |  |  | S | P | #REF! | GN0110008 | Case Assembly | Ref 21 | 1
[7 empty] | S |  |  |  |  | S | Q | #REF! | GN0110027 | Case Assembly | Ref 21 | 1
[7 empty] | S |  |  |  |  | S | A | GN0110020 | GN0110020 | Case Assembly | Ref 21 | 1
[7 empty] | S |  |  |  |  | S | B | GN0110021 | GN0110021 | Case Assembly | Ref 21 | 1
[7 empty] | S |  |  | M |  | M | G | GN0010052 | GN0010052 | Standard Input Module | Ref 23 | 1
[7 empty] | S |  |  | M |  | M | J | GN0010072 | GN0010072 | Standard Input Module | Ref 23 | 1
[7 empty] | S |  |  | M |  | M | K | GN0010072 | GN0010072 | Standard Input Module | Ref 23 | 1
[7 empty] | S |  |  | M |  | M | M | GN0010072 | GN0010072 | Standard Input Module | Ref 23 | 1 | Ref 23 | 1
|  |  |  | 1 | [7 empty] | 1 | 1 | GN2037001 | GN2037001 | Blanking Plate | Ref 34 | 1 | Ref 34 | 1
[5 empty] | A | [6 empty] | A | A | GN2037001 | GN2037001 | Blanking Plate | Ref 34 | 1 | Ref 34 | 1
[5 empty] | A | [6 empty] | A | B | GN2037001 | GN2037001 | Blanking Plate | Ref 34 | 1
[5 empty] | A | [6 empty] | A | C | GN2037001 | GN2037001 | Blanking Plate | Ref 34 | 1
[5 empty] | A | [6 empty] | A | D | GN2037001 | GN2037001 | Blanking Plate | Ref 34 | 1
[5 empty] | A | [6 empty] | A | Y | GN2037001 | GN2037001 | Blanking Plate | Ref 34 | 1
[5 empty] | A | [6 empty] | A | A | GN2038001 | GN2038001 | Blanking Plate | Ref 35 | 3 | Ref 35 | 3
[5 empty] | A | [6 empty] | A | B | GN2038001 | GN2038001 | Blanking Plate | Ref 35 | 1
[5 empty] | A | [6 empty] | A | C | GN2038001 | GN2038001 | Blanking Plate | Ref 35 | 3
[5 empty] | A | [6 empty] | A | D | GN2038001 | GN2038001 | Blanking Plate | Ref 35 | 1
[5 empty] | A | [6 empty] | A | E | GN2038001 | GN2038001 | Blanking Plate | Ref 35 | 3
[5 empty] | A | [6 empty] | A | F | GN2038001 | GN2038001 | Blanking Plate | Ref 35 | 1
[5 empty] | A | [6 empty] | A | G | GN2038001 | GN2038001 | Blanking Plate | Ref 35 | 3
[5 empty] | A | [6 empty] | A | H | GN2038001 | GN2038001 | Blanking Plate | Ref 35 | 1
[5 empty] | A | [6 empty] | A | I | GN2038001 | GN2038001 | Blanking Plate | Ref 35 | 3
[5 empty] | A | [6 empty] | A | J | GN2038001 | GN2038001 | Blanking Plate | Ref 35 | 1
[5 empty] | A | [6 empty] | A | K | GN2038001 | GN2038001 | Blanking Plate | Ref 35 | 3
[5 empty] | A | [6 empty] | A | L | GN2038001 | GN2038001 | Blanking Plate | Ref 35 | 1
[5 empty] | A | [6 empty] | A | M | GN2038001 | GN2038001 | Blanking Plate | Ref 35 | 3
[5 empty] | A | [6 empty] | A | N | GN2038001 | GN2038001 | Blanking Plate | Ref 35 | 1
[5 empty] | A | [6 empty] | A | O | GN2038001 | GN2038001 | Blanking Plate | Ref 35 | 3
[5 empty] | A | [6 empty] | A | P | GN2038001 | GN2038001 | Blanking Plate | Ref 35 | 1
[5 empty] | A | [6 empty] | A | Q | GN2038001 | GN2038001 | Blanking Plate | Ref 35 | 3
[5 empty] | A | [6 empty] | A | R | GN2038001 | GN2038001 | Blanking Plate | Ref 35 | 1
[5 empty] | A | [6 empty] | A | S | GN2038001 | GN2038001 | Blanking Plate | Ref 35 | 3
[5 empty] | A | [6 empty] | A | T | GN2038001 | GN2038001 | Blanking Plate | Ref 35 | 1
[5 empty] | A | [6 empty] | A | U | GN2038001 | GN2038001 | Blanking Plate | Ref 35 | 3
[5 empty] | A | [6 empty] | A | V | GN2038001 | GN2038001 | Blanking Plate | Ref 35 | 1
[5 empty] | A | [6 empty] | A | W | GN2038001 | GN2038001 | Blanking Plate | Ref 35 | 3
[5 empty] | A | [6 empty] | A | X | GN2038001 | GN2038001 | Blanking Plate | Ref 35 | 1
[5 empty] | A | [6 empty] | A | Z | GN2038001 | GN2038001 | Blanking Plate | Ref 35 | 1
[5 empty] | A | [6 empty] | A | 0 | GN2038001 | GN2038001 | Blanking Plate | Ref 35 | 1
[5 empty] | A | [6 empty] | A | 1 | GN2038001 | GN2038001 | Blanking Plate | Ref 35 | 1
[5 empty] | A | [6 empty] | A | 2 | GN2038001 | GN2038001 | Blanking Plate | Ref 35 | 1
[5 empty] | A | [6 empty] | A | 3 | GN2038001 | GN2038001 | Blanking Plate | Ref 35 | 1
[5 empty] | A | [6 empty] | A | 4 | GN2038001 | GN2038001 | Blanking Plate | Ref 35 | 1
[5 empty] | A | [6 empty] | A | 5 | GN2038001 | GN2038001 | Blanking Plate | Ref 35 | 1
[5 empty] | A | [6 empty] | A | 6 | GN2038001 | GN2038001 | Blanking Plate | Ref 35 | 1
[5 empty] | A | [6 empty] | A | 7 | GN2038001 | GN2038001 | Blanking Plate | Ref 35 | 1
[5 empty] | A | [6 empty] | A | A | ZB4018215 | ZB4018215 | Self-tapping Screw No6 x 1/4" | Ref 61 | 6 | Ref 61 | 6
[5 empty] | A | [6 empty] | A | B | ZB4018215 | ZB4018215 | Self-tapping Screw No6 x 1/4" | Ref 61 | 2
[5 empty] | A | [6 empty] | A | C | ZB4018215 | ZB4018215 | Self-tapping Screw No6 x 1/4" | Ref 61 | 6
[5 empty] | A | [6 empty] | A | D | ZB4018215 | ZB4018215 | Self-tapping Screw No6 x 1/4" | Ref 61 | 2
[5 empty] | A | [6 empty] | A | E | ZB4018215 | ZB4018215 | Self-tapping Screw No6 x 1/4" | Ref 61 | 6
[5 empty] | A | [6 empty] | A | F | ZB4018215 | ZB4018215 | Self-tapping Screw No6 x 1/4" | Ref 61 | 2
[5 empty] | A | [6 empty] | A | G | ZB4018215 | ZB4018215 | Self-tapping Screw No6 x 1/4" | Ref 61 | 6
[5 empty] | A | [6 empty] | A | H | ZB4018215 | ZB4018215 | Self-tapping Screw No6 x 1/4" | Ref 61 | 2
[5 empty] | A | [6 empty] | A | I | ZB4018215 | ZB4018215 | Self-tapping Screw No6 x 1/4" | Ref 61 | 6
[5 empty] | A | [6 empty] | A | J | ZB4018215 | ZB4018215 | Self-tapping Screw No6 x 1/4" | Ref 61 | 2
[5 empty] | A | [6 empty] | A | K | ZB4018215 | ZB4018215 | Self-tapping Screw No6 x 1/4" | Ref 61 | 6
[5 empty] | A | [6 empty] | A | L | ZB4018215 | ZB4018215 | Self-tapping Screw No6 x 1/4" | Ref 61 | 2
[5 empty] | A | [6 empty] | A | M | ZB4018215 | ZB4018215 | Self-tapping Screw No6 x 1/4" | Ref 61 | 6
[5 empty] | A | [6 empty] | A | N | ZB4018215 | ZB4018215 | Self-tapping Screw No6 x 1/4" | Ref 61 | 2
[5 empty] | A | [6 empty] | A | O | ZB4018215 | ZB4018215 | Self-tapping Screw No6 x 1/4" | Ref 61 | 6
[5 empty] | A | [6 empty] | A | P | ZB4018215 | ZB4018215 | Self-tapping Screw No6 x 1/4" | Ref 61 | 2
[5 empty] | A | [6 empty] | A | Q | ZB4018215 | ZB4018215 | Self-tapping Screw No6 x 1/4" | Ref 61 | 6
[5 empty] | A | [6 empty] | A | R | ZB4018215 | ZB4018215 | Self-tapping Screw No6 x 1/4" | Ref 61 | 2
[5 empty] | A | [6 empty] | A | S | ZB4018215 | ZB4018215 | Self-tapping Screw No6 x 1/4" | Ref 61 | 6
[5 empty] | A | [6 empty] | A | T | ZB4018215 | ZB4018215 | Self-tapping Screw No6 x 1/4" | Ref 61 | 2
[5 empty] | A | [6 empty] | A | U | ZB4018215 | ZB4018215 | Self-tapping Screw No6 x 1/4" | Ref 61 | 6
[5 empty] | A | [6 empty] | A | V | ZB4018215 | ZB4018215 | Self-tapping Screw No6 x 1/4" | Ref 61 | 2
[5 empty] | A | [6 empty] | A | W | ZB4018215 | ZB4018215 | Self-tapping Screw No6 x 1/4" | Ref 61 | 6
[5 empty] | A | [6 empty] | A | X | ZB4018215 | ZB4018215 | Self-tapping Screw No6 x 1/4" | Ref 61 | 2
[5 empty] | A | [6 empty] | A | Z | ZB4018215 | ZB4018215 | Self-tapping Screw No6 x 1/4" | Ref 61 | 2
[5 empty] | A | [6 empty] | A | 0 | ZB4018215 | ZB4018215 | Self-tapping Screw No6 x 1/4" | Ref 61 | 2
[5 empty] | A | [6 empty] | A | 1 | ZB4018215 | ZB4018215 | Self-tapping Screw No6 x 1/4" | Ref 61 | 2
[5 empty] | A | [6 empty] | A | 2 | ZB4018215 | ZB4018215 | Self-tapping Screw No6 x 1/4" | Ref 61 | 2
[5 empty] | A | [6 empty] | A | 3 | ZB4018215 | ZB4018215 | Self-tapping Screw No6 x 1/4" | Ref 61 | 2
[5 empty] | A | [6 empty] | A | 4 | ZB4018215 | ZB4018215 | Self-tapping Screw No6 x 1/4" | Ref 61 | 2
[5 empty] | A | [6 empty] | A | 5 | ZB4018215 | ZB4018215 | Self-tapping Screw No6 x 1/4" | Ref 61 | 2
[5 empty] | A | [6 empty] | A | 6 | ZB4018215 | ZB4018215 | Self-tapping Screw No6 x 1/4" | Ref 61 | 2
[5 empty] | A | [6 empty] | A | 7 | ZB4018215 | ZB4018215 | Self-tapping Screw No6 x 1/4" | Ref 61 | 2
[6 empty] | 1 | [5 empty] | 1 | 5 | ZB9800801 | ZB9800801 | License for VxWorks | Ref 55 | 1
[6 empty] | 1 | [5 empty] | 1 | 6 | ZB9800801 | ZB9800801 | License for VxWorks | Ref 55 | 1
[6 empty] | 1 | [5 empty] | 1 | 7 | ZB9800801 | ZB9800801 | License for VxWorks | Ref 55 | 1
[6 empty] | 1 | [5 empty] | 1 | 8 | ZB9800801 | ZB9800801 | License for VxWorks | Ref 55 | 1
[6 empty] | 1 | [5 empty] | 1 | 5 | ZB9800802 | ZB9800802 | Sisco License for MMS-Ease Lite | Ref 56 | 1
[6 empty] | 1 | [5 empty] | 1 | 6 | ZB9800802 | ZB9800802 | Sisco License for MMS-Ease Lite | Ref 56 | 1
[6 empty] | 1 | [5 empty] | 1 | 7 | ZB9800802 | ZB9800802 | Sisco License for MMS-Ease Lite | Ref 56 | 1
[6 empty] | 1 | [5 empty] | 1 | 8 | ZB9800802 | ZB9800802 | Sisco License for MMS-Ease Lite | Ref 56 | 1
|  |  |  | 1 | [7 empty] | 1 | 1 | ZB4018110 | ZB4018110 | Self-tapping Screw No4 x 1/4" | Ref 60 | 8 | Ref 60 | 8
|  |  |  | 1 | [7 empty] | 1 | 2 | ZB4018110 | ZB4018110 | Self-tapping Screw No4 x 1/4" | Ref 60 | 10
|  |  |  | 1 | [7 empty] | 1 | 3 | ZB4018110 | ZB4018110 | Self-tapping Screw No4 x 1/4" | Ref 60 | 10
|  |  |  | 1 | [7 empty] | 1 | 4 | ZB4018110 | ZB4018110 | Self-tapping Screw No4 x 1/4" | Ref 60 | 10
|  |  |  | 1 | [7 empty] | 1 | 7 | ZB4018110 | ZB4018110 | Self-tapping Screw No4 x 1/4" | Ref 60 | 10
|  |  |  | 1 | [7 empty] | 1 | 8 | ZB4018110 | ZB4018110 | Self-tapping Screw No4 x 1/4" | Ref 60 | 10
|  |  |  | 1 | [7 empty] | 1 | A | ZB4018110 | ZB4018110 | Self-tapping Screw No4 x 1/4" | Ref 60 | 10
|  |  |  | 1 | [7 empty] | 1 | B | ZB4018110 | ZB4018110 | Self-tapping Screw No4 x 1/4" | Ref 60 | 10
|  |  |  | 1 | [7 empty] | 1 | C | ZB4018110 | ZB4018110 | Self-tapping Screw No4 x 1/4" | Ref 60 | 10
|  |  |  | 1 | [7 empty] | 1 | G | ZB4018110 | ZB4018110 | Self-tapping Screw No4 x 1/4" | Ref 60 | 10
|  |  |  | 1 | [7 empty] | 1 | H | ZB4018110 | ZB4018110 | Self-tapping Screw No4 x 1/4" | Ref 60 | 10
|  |  |  | 1 | [7 empty] | 1 | J | ZB4018110 | ZB4018110 | Self-tapping Screw No4 x 1/4" | Ref 60 | 10
|  |  |  | 1 | [7 empty] | 1 | K | ZB4018110 | ZB4018110 | Self-tapping Screw No4 x 1/4" | Ref 60 | 10
|  |  |  | 1 | [7 empty] | 1 | L | ZB4018110 | ZB4018110 | Self-tapping Screw No4 x 1/4" | Ref 60 | 10
|  |  |  | 1 | [7 empty] | 1 | M | ZB4018110 | ZB4018110 | Self-tapping Screw No4 x 1/4" | Ref 60 | 10
|  |  |  | 1 | [7 empty] | 1 | E | ZB4018110 | ZB4018110 | Self-tapping Screw No4 x 1/4" | Ref 60 | 10
|  |  |  | 1 | [7 empty] | 1 | F | ZB4018110 | ZB4018110 | Self-tapping Screw No4 x 1/4" | Ref 60 | 10
|  |  |  | 1 | [7 empty] | 1 | 1 | ZB4018215 | ZB4018215 | Self-tapping Screw No6 x 1/4" | Ref 61 | 2 | Ref 61 | 2
[5 empty] | A | [6 empty] | A | A | ZB4018215 | ZB4018215 | Self-tapping Screw No6 x 1/4" | Ref 61 | 2 | Ref 61 | 2
[5 empty] | A | [6 empty] | A | B | ZB4018215 | ZB4018215 | Self-tapping Screw No6 x 1/4" | Ref 61 | 2
[5 empty] | A | [6 empty] | A | C | ZB4018215 | ZB4018215 | Self-tapping Screw No6 x 1/4" | Ref 61 | 2
[5 empty] | A | [6 empty] | A | D | ZB4018215 | ZB4018215 | Self-tapping Screw No6 x 1/4" | Ref 61 | 2
[5 empty] | A | [6 empty] | A | Y | ZB4018215 | ZB4018215 | Self-tapping Screw No6 x 1/4" | Ref 61 | 2
[5 empty] | A | [6 empty] | A | A | ZB9031759 | ZB9031759 | Jumper | Ref 64 | 4 | Ref 64 | 4
[5 empty] | A | [6 empty] | A | B | ZB9031759 | ZB9031759 | Jumper | Ref 64 | 6
[5 empty] | A | [6 empty] | A | Y | ZB9031759 | ZB9031759 | Jumper | Ref 64 | 7
[5 empty] | A | [6 empty] | A | E | ZB9031759 | ZB9031759 | Jumper | Ref 64 | 4
[5 empty] | A | [6 empty] | A | I | ZB9031759 | ZB9031759 | Jumper | Ref 64 | 4
[5 empty] | A | [6 empty] | A | M | ZB9031759 | ZB9031759 | Jumper | Ref 64 | 4
[5 empty] | A | [6 empty] | A | Q | ZB9031759 | ZB9031759 | Jumper | Ref 64 | 4
[5 empty] | A | [6 empty] | A | U | ZB9031759 | ZB9031759 | Jumper | Ref 64 | 4
[5 empty] | A | [6 empty] | A | C | ZB9031759 | ZB9031759 | Jumper | Ref 64 | 4
[5 empty] | A | [6 empty] | A | G | ZB9031759 | ZB9031759 | Jumper | Ref 64 | 4
[5 empty] | A | [6 empty] | A | K | ZB9031759 | ZB9031759 | Jumper | Ref 64 | 4
[5 empty] | A | [6 empty] | A | O | ZB9031759 | ZB9031759 | Jumper | Ref 64 | 4
[5 empty] | A | [6 empty] | A | S | ZB9031759 | ZB9031759 | Jumper | Ref 64 | 4
[5 empty] | A | [6 empty] | A | W | ZB9031759 | ZB9031759 | Jumper | Ref 64 | 4
[5 empty] | A | [6 empty] | A | F | ZB9031759 | ZB9031759 | Jumper | Ref 64 | 6
[5 empty] | A | [6 empty] | A | J | ZB9031759 | ZB9031759 | Jumper | Ref 64 | 6
[5 empty] | A | [6 empty] | A | N | ZB9031759 | ZB9031759 | Jumper | Ref 64 | 6
[5 empty] | A | [6 empty] | A | R | ZB9031759 | ZB9031759 | Jumper | Ref 64 | 6
[5 empty] | A | [6 empty] | A | V | ZB9031759 | ZB9031759 | Jumper | Ref 64 | 6
[5 empty] | A | [6 empty] | A | D | ZB9031759 | ZB9031759 | Jumper | Ref 64 | 6
[5 empty] | A | [6 empty] | A | H | ZB9031759 | ZB9031759 | Jumper | Ref 64 | 6
[5 empty] | A | [6 empty] | A | L | ZB9031759 | ZB9031759 | Jumper | Ref 64 | 6
[5 empty] | A | [6 empty] | A | P | ZB9031759 | ZB9031759 | Jumper | Ref 64 | 6
[5 empty] | A | [6 empty] | A | T | ZB9031759 | ZB9031759 | Jumper | Ref 64 | 6
[5 empty] | A | [6 empty] | A | X | ZB9031759 | ZB9031759 | Jumper | Ref 64 | 6
1

## Database (hidden)
Nominal Auxiliary Supply (Vx) | 1 |  | 1 | 2 | 3 | 4 | 6 | 7 | 8 | A | B | C | F | D
1 | 24 - 54Vdc | 7 | K-Bus | K-Bus | K-Bus | K-Bus | IEC61850 + Courier via rear RS485 port | K-Bus | K-Bus | IEC61850 + Courier via rear RS485 port | IEC61850 + Courier via rear RS485 port | K-Bus | K-Bus | IEC61850 + Courier via rear RS485 port
2 | 48 - 125Vdc (40 - 100Vac) | 8 | IEC870 | IEC870 | IEC870 | IEC870 | IEC61850+IEC60870-5-103 via rear RS485 port | IEC870 | IEC870 | IEC61850+IEC60870-5-103 via rear RS485 port | IEC61850+IEC60870-5-103 via rear RS485 port | IEC870 | IEC870 | IEC61850+IEC60870-5-103 via rear RS485 port
3 | 110 - 250 Vdc (100 - 240 Vac) | 9 | DNP3.0 | DNP3.0 | DNP3.0 | DNP3.0 | 0 | DNP3.0 | DNP3.0 | 0 | 0 | DNP3.0 | DNP3.0 | 0
Current Rating (In) & Voltage Rating (Vn) | 1 |  | 1 | 1 | 1 | 1 | 6 | 1 | 1 | 6 | 6 | 1 | 1 | 6
1 | Dual rated CT (1 / 5A : 100 - 120 V) | 1 | 3 | 3 | 3 | 3 | 7 | 3 | 3 | 7 | 7 | 3 | 3 | 7
2 |  | * | 4 | 4 | 4 | 4 | 7 | 4 | 4 | 7 | 7 | 4 | 4 | 7
Hardware options | 1
1 | Standard - None | 1 | K-Bus | IEC870 | DNP3.0 |  | 1 | 3 | 4
2 | IRIG-B only (Modulated) | 2 | K-Bus | IEC870 | DNP3.0 |  | 1 | 3 | 4
3 | IRIG-B (Modulated) & Fibre Optic Converter | 4 | K-Bus | IEC870 | DNP3.0 |  | 1 | 3 | 4
4 | IRIG-B (Un-modulated) - Withdrawn | * | K-Bus | IEC870 | DNP3.0 |  | 1 | 3 | 4
5 | InterMiCOM + Courier Rear Port - Withdrawn | * | K-Bus | IEC870 | DNP3.0 | IEC61850 + Courier via rear RS485 port | 1 | 3 | 4 | 7
6 | InterMiCOM + Courier Rear Port + IRIG-B modulated | F | K-Bus | IEC870 | DNP3.0 |  | 1 | 3 | 4
7 | Redundant Ethernet PRP/HSR/RSTP/Failover, 2 multi-mode fibre ports + Modulated/Un-Modulated IRIG-B (withdrawn) | * | K-Bus | IEC870 | DNP3.0 |  | 1 | 3 | 4
8 | Redundant Ethernet PRP/HSR/RSTP/Failover, 2 copper ports RJ45 + Modulated/Un-Modulated IRIG-B (withdrawn) | * | IEC61850 + Courier via rear RS485 port | IEC61850+IEC60870-5-103 via rear RS485 port |  |  | 6 | 7
9 | Redundant Ethernet PRP/HSR/RSTP/Failover, 1 copper port RJ45 + 1 multi-mode fibre port + Modulated/Un-Modulated IRIG-B (withdrawn) | * | IEC61850 + Courier via rear RS485 port | IEC61850+IEC60870-5-103 via rear RS485 port |  |  | 6 | 7
10 | 0 | * | K-Bus | IEC870 | DNP3.0 |  | 1 | 3 | 4
11 | 0 | * | K-Bus | IEC870 | DNP3.0 |  | 1 | 3 | 4
12 | 0 | * | IEC61850 + Courier via rear RS485 port | IEC61850+IEC60870-5-103 via rear RS485 port |  |  | 6 | 7
13 | 0 | * | IEC61850 + Courier via rear RS485 port | IEC61850+IEC60870-5-103 via rear RS485 port |  |  | 6 | 7
14 | 0 | * | IEC61850 + Courier via rear RS485 port | IEC61850+IEC60870-5-103 via rear RS485 port |  |  | 6 | 7
15 | 0 | * | IEC61850 + Courier via rear RS485 port | IEC61850+IEC60870-5-103 via rear RS485 port |  |  | 6 | 7
16 | 0 | * | IEC61850 + Courier via rear RS485 port | IEC61850+IEC60870-5-103 via rear RS485 port |  |  | 6 | 7
17 | 0 | *
18 | 0 | *
19 | 0 | *
20 | 0 | *
21 | 0 | *
Product options - 1 | 1
1 | Standard output contacts only |  | 16 inputs and 24-standard outputs | 24 inputs and 32-standard outputs
2 | Standard plus high break contacts |  | 16 inputs and 16-standard plus 4-high break outputs | 24 inputs and 16-standard plus 8-high break outputs
Product options - 2 | 1
1 | 16 inputs and 24-standard outputs
2 | 24 inputs and 32-standard outputs
3 | 32 inputs and 32-standard outputs
Product options - 3 | 1 |  |  | 111 | 111 | A |  |  | 10P44304
1 | No fibre interface |  |  |  | 112 | E |  |  | 10P44304
2 | Ch1=850nm multi-mode , Ch2=850nm multi-mode |  |  |  | 113 | I |  |  | 10P44304
3 | Ch1=1300nm single-mode , Ch2=not fitted (2 Terminal only) |  |  |  | 114 | M |  |  | 10P44304
4 | Ch1=1300nm single-mode , Ch2=1300nm single-mode |  |  |  | 115 | Q |  |  | 10P44304
5 | Ch1=1300nm multi-mode , Ch2=not fitted (2 Terminal only) |  |  |  | 116 | U |  |  | 10P44304
6 | Ch1=1300nm multi-mode , Ch2=1300nm multi-mode |  |  |  | 121 | B |  |  | 10P44303
7 |  |  |  |  | 121 | B |  |  | 10P44303
8 | 0 |  |  |  | 122 | F |  |  | 10P44303
9 | 0 |  |  |  | 123 | J |  |  | 10P44303
10 | 0 |  |  |  | 124 | N |  |  | 10P44303
[5 empty] | 125 | R |  |  | 10P44303
Protocol options | 1 |  |  |  | 126 | V |  |  | 10P44303
1 | K-Bus | 1 |  |  | 127 | Z |  |  | 10P44303
2 | IEC870 | 3 |  |  | 128 | 2 |  |  | 10P44303
3 | DNP3.0 | 4 |  |  | 129 | 4 |  |  | 10P44303
4 |  |  |  |  | 130 | 6 |  |  | 10P44303
5 |  |  |  |  | 131 | Y |  |  | 10P44307
[5 empty] | 140 | Y |  |  | 10P44307
Mounting / Livery Change | 1 |  | Mounting (Master Text) |  | 211 | C |  |  | 10P44306
1 | Flush/Panel Mounting with Harsh Env. Coating, with USB Port, Black and Silver Front Panel | S | Flush / Panel mounting |  | 212 | G |  |  | 10P44306
2 | 19" Rack Mounting with Harsh Env. Coating, with USB Port, Black and Silver Front Panel | T | 19" Rack mounting |  | 213 | K |  |  | 10P44306
3 | 0 | T | Flush / Panel mounting |  | 214 | O |  |  | 10P44306
4 | 0 | T | 19" Rack mounting |  | 215 | S |  |  | 10P44306
[5 empty] | 216 | W |  |  | 10P44306
Language | 1 |  |  |  | 221 | D |  |  | 10P44305
1 | English, French, German, Spanish | 0 |  |  | 222 | H |  |  | 10P44305
2 | English, French, German, Russian | 5 |  |  | 223 | L |  |  | 10P44305
3 | English, Italian, Polish and Portuguese | 7 |  |  | 224 | P |  |  | 10P44305
4 | Chinese, English or French via HMI, with English or French only via Communications port-Withdrawn | * |  |  | 225 | T |  |  | 10P44305
[5 empty] | 226 | X |  |  | 10P44305
Software Version | 1 |  |  |  | 227 | 1 |  |  | 10P44305
1 | 91 – Switchable IEC61850 Ed1/Ed2 , Cybersecurity | 91 |  |  | 228 | 3 |  |  | 10P44305
2 | 79 – Withdrawn | ** |  |  | 229 | 5 |  |  | 10P44305
3 | 82 – IEC61850 Ed2, 1588 PTP, Editable Logical Nodes | 82
4 | 76 – IEC61850 Ed1, Ethernet teaming hot standby, GOOSE speed enhancement | 76
5 | 75 – Withdrawn | ** |  |  | 230 | 7 |  |  | 10P44305
6 | 71 – IEC61850 Ed1, CB Fail fast reset improvement, Cyber security phase 1- Withdrawn | ** |  |  | 231 | * |  |  | 10P44305
7 | 87 - Withdrawn | ** |  |  | 232 | * |  |  | 10P44305
8 | 85 – Withdrawn | ** |  |  | 233 | * |  |  | 10P44305
9 | 92- Special for DACH Market, 50Hz only | 92 |  |  | 234 | *
Customer Specific | 1 |  |  |  | 235 | *
1 | Standard Version | 0 |  |  | 236 | *
2 | Customer Specific | A
1 | 0 | 0
5 | 0 | 0
6 | 0 | 0
7 | 0 | 0
8 | 0 | 0
9 | 0 | 0
10 | 0 | 0
50 | 0 | 0
Design Suffix | 1
1 | M: As K plus increased main processor memory (XCPU3), Cyber Security | M | 91 – Switchable IEC61850 Ed1/Ed2 , Cybersecurity | 79 – Withdrawn | 82 – IEC61850 Ed2, 1588 PTP, Editable Logical Nodes | 76 – IEC61850 Ed1, Ethernet teaming hot standby, GOOSE speed enhancement | 75 – Withdrawn | 91 | ** | 82 | 76 | ** | 71 – IEC61850 Ed1, CB Fail fast reset improvement, Cyber security phase 1- Withdrawn | ** | 87 - Withdrawn | ** | 85 – Withdrawn | ** | 92- Special for DACH Market, 50Hz only | 92
2 | K: Extended main processor (XCPU2) With Function Keys & Tri-colour LEDs | K | 57 : Withdrawn | 55 : Withdrawn | 54 : Withdrawn | 52 : Withdrawn | 51 : Withdrawn | ** | ** | ** | ** | ** | ** | ** | ** | ** | ** | ** | ** | **
3 | J: Enhanced Main Processor (CPU2) with hotkeys, dual characteristic optos | J | 33 - Withdrawn |  |  |  |  | ** | ** | ** | ** | ** |  | ** |  | ** |  | ** | 0 | **
| 2026-07-28 |  |  | 1 | 2 | 3
** | 2006-07-31 |  |  | No fibre interface | No fibre interface | No Fibre Interface | [11 empty] | fir
32 | 2005-10-11 |  |  | Ch1=850nm multi-mode , Ch2=850nm multi-mode | Ch1=850nm multi-mode , Ch2=850nm multi-mode
33 | 2006-05-30 |  |  | Ch1=1300nm single-mode , Ch2=not fitted (2 Terminal only) | Ch1=1300nm single-mode , Ch2=not fitted (2 Terminal only)
52 | 2007-12-17 |  |  | Ch1=1300nm single-mode , Ch2=1300nm single-mode | Ch1=1300nm single-mode , Ch2=1300nm single-mode
53 | 401582 |  |  | Ch1=1300nm multi-mode , Ch2=not fitted (2 Terminal only) | Ch1=1300nm multi-mode , Ch2=not fitted (2 Terminal only)
54 | 2008-01-01 |  |  | Ch1=1300nm multi-mode , Ch2=1300nm multi-mode | Ch1=1300nm multi-mode , Ch2=1300nm multi-mode
55 | 2010-01-10 |  |  |  | Ch1=850nm multi-mode , Ch2=1300nm single-mode
57 | 2011-04-27 |  | Not rebranded |  | Ch1=1300nm single-mode , Ch2=850nm multi-mode
71 | 2013-12-01 |  | Not rebranded |  | Ch1=850nm multi-mode , Ch2=1300nm multi-mode
75 | 2014-04-29 |  | Not rebranded |  | Ch1=1300nm multi-mode , Ch2=850nm multi-mode
78 | 2015-05-18 |  | Not rebranded at the moment - may change
79 | 2026-07-28 |  | rebrand
82 | 2018-04-23 |  | rebrand
85 | 2017-03-01 |  | rebrand - obso
76 | 2015-09-27 |  | rebrand
87 | 2015-09-28 |  | rebrand | Changed from 27/09/2015 (CID006692)
91 | 2026-07-30 |  | rebrand
92 | 2026-07-31 |  | rebrand

## Date Drivers (hidden)
Key Date | 2026-07-30 | 2004-05-15 | 2004-06-01 | 2004-09-10 | 2004-10-04 | 2004-11-01 | 2005-01-06 | 2005-01-07 | 2005-07-01 | 2005-07-05 | 2005-10-11 | 2005-12-01 | 2005-12-10 | 2006-01-23 | 2006-03-01 | 2006-03-02 | 2006-05-30 | 2006-07-31 | 2007-02-20 | 2007-09-23 | 2007-07-05 | 2007-12-04 | 2008-01-01 | 2009-02-24 | 2009-06-02 | 2010-01-10 | 2011-04-27 | 2013-12-01 | 2014-04-29 | 2015-05-18 | 2015-09-27 | 2015-09-28 | 2016-04-26 | 2017-03-01 | 2018-04-23 | 2026-07-28 | 2026-07-30 | 2026-07-31
Software Version |  | Standard (Was "09" until retrospectively withdrawn 10/11/2005) | Standard (Was "20" until retrospectively withdrawn 10/11/2005) | Standard (Was "20" until retrospectively withdrawn 10/11/2005) | Standard (Was "20" until retrospectively withdrawn 10/11/2005) | Standard (Was "20" until retrospectively withdrawn 10/11/2005) | Standard (Was "30" until retrospectively withdrawn 10/11/2005) | Standard (Was "30" until retrospectively withdrawn 10/11/2005) | Standard (Was "30" until retrospectively withdrawn 10/11/2005) | Standard (Was "31" until retrospectively withdrawn 10/11/2005) | Standard | Standard | Standard | Standard | Standard | Standard | Standard | Standard | Standard | Standard | Standard | Standard | Standard | Standard | Standard | Standard | Standard | Standard | Standard | Standard | Standard | Standard | Standard | Standard | Standard | Standard | Standard | Standard
|  | ** | ** | ** | ** | ** | ** | ** | ** | ** | 32 | 50 | 50 | 32 | ** | 32 | 33 | 51 | 52 | 53 | 52 | 52 | 54 | 55 | 55 | 55 | 55 | 55 | 55 | 55 | 55 | 55 | 55 | 55 | 55 | 55 | 55 | 55
Customer Specific Options |  | Standard Version | Standard Version | Standard Version | Standard Version | Standard Version | Standard Version | Standard Version | Standard Version | Standard Version | Standard Version | Standard Version | Standard Version | Standard Version | Standard Version | Standard Version | Standard Version | Standard Version | Standard Version | Standard Version | Standard Version | Standard Version | Standard Version | Standard Version | Standard Version | Standard Version | Standard Version | Standard Version | Standard Version | Standard Version | Standard Version | Standard Version | Standard Version | Standard Version | Standard Version | Standard Version | Standard Version | Standard Version
|  | 0 | 0 | 0 | 0 | 0 | 0 | 0 | 0 | 0 | 0 | 0 | 0 | 0 | 0 | 0 | 0 | 0 | 0 | 0 | 0 | 0 | 0 | 0 | 0 | 0 | 0 | 0 | 0 | 0 | 0 | 0 | 0 | 0 | 0 | 0 | 0 | 0
Hardware Version |  | G | G | G | G | G | G | J | J | J | J | K | K | J | K | J | J | K | K | K | K | K | K | K | K | K | K | K | K | K | K | K | K | K | K | K | K | K
K
Language |  | English, French, German, Spanish | English, French, German, Spanish | English, French, German, Spanish | English, French, German, Spanish | English, French, German, Spanish | English, French, German, Spanish | English, French, German, Spanish | English, French, German, Spanish | English, French, German, Spanish | English, French, German, Spanish | English, French, German, Spanish | English, French, German, Spanish | English, French, German, Spanish | English, French, German, Spanish | English, French, German, Spanish | English, French, German, Spanish | English, French, German, Spanish | English, French, German, Spanish | English, French, German, Spanish | English, French, German, Spanish | English, French, German, Spanish | English, French, German, Spanish | English, French, German, Spanish | English, French, German, Spanish | English, French, German, Spanish | English, French, German, Spanish | English, French, German, Spanish | English, French, German, Spanish | English, French, German, Spanish | English, French, German, Spanish | English, French, German, Spanish | English, French, German, Spanish | English, French, German, Spanish | English, French, German, Spanish | English, French, German, Spanish | English, French, German, Spanish | English, French, German, Spanish
|  | English, French, German, Italian (Not yet available!) | English, French, German, Italian (Not yet available!) | English, French, German, Italian (Not yet available!) | English, French, German, Italian (Not yet available!) | English, French, German, Italian (Not yet available!) | English, French, German, Italian (Not yet available!) | English, French, German, Italian (Not yet available!) | English, French, German, Italian (Not yet available!) | English, French, German, Italian (Not yet available!) | English, French, German, Italian (Not yet available!) | English, French, German, Italian (Not yet available!) | English, French, German, Italian (Not yet available!) | English, French, German, Italian (Not yet available!) | English, French, German, Italian (Not yet available!) | English, French, German, Italian (Not yet available!) | English, French, German, Italian (Not yet available!) | English, French, German, Italian (Not yet available!) | English, French, German, Italian (Not yet available!) | English, French, German, Italian (Not yet available!) | English, French, German, Italian (Not yet available!) | English, French, German, Italian (Not yet available!) | English, French, German, Italian (Not yet available!) | English, French, German, Italian (Not yet available!) | English, French, German, Italian (Not yet available!) | English, French, German, Italian (Not yet available!) | English, French, German, Italian (Not yet available!) | English, French, German, Italian (Not yet available!) | English, French, German, Italian (Not yet available!) | English, French, German, Italian (Not yet available!) | English, French, German, Italian (Not yet available!) | English, French, German, Italian (Not yet available!) | English, French, German, Italian (Not yet available!) | English, French, German, Italian (Not yet available!) | English, French, German, Italian (Not yet available!) | English, French, German, Italian (Not yet available!) | English, French, German, Italian (Not yet available!) | English, French, German, Italian (Not yet available!)
[12 empty] | English, French, German, Russian (Only available on Design Suffix "K" devices) | English, French, German, Russian (Only available on Design Suffix "K" devices) |  | English, French, German, Russian (Only available on Design Suffix "K" devices) |  |  | English, French, German, Russian | English, French, German, Russian |  | English, French, German, Russian | English, French, German, Russian | English, French, German, Russian | English, French, German, Russian | English, French, German, Russian | English, French, German, Russian | English, French, German, Russian | English, French, German, Russian | English, French, German, Russian |  | English, French, German, Russian | English, French, German, Russian | English, French, German, Russian | English, French, German, Russian | English, French, German, Russian | English, French, German, Russian | English, French, German, Russian | English, French, German, Russian
[21 empty] | Chinese, English or French via HMI, with English or French only via Communications port | Chinese, English or French via HMI, with English or French only via Communications port | Chinese, English or French via HMI, with English or French only via Communications port | Chinese, English or French via HMI, with English or French only via Communications port | Chinese, English or French via HMI, with English or French only via Communications port | Chinese, English or French via HMI, with English or French only via Communications port | Chinese, English or French via HMI, with English or French only via Communications port | Chinese, English or French via HMI, with English or French only via Communications port | English, Italian, Polish and Portuguese |  | English, Italian, Polish and Portuguese | English, Italian, Polish and Portuguese | English, Italian, Polish and Portuguese | English, Italian, Polish and Portuguese | English, Italian, Polish and Portuguese | English, Italian, Polish and Portuguese | English, Italian, Polish and Portuguese | English, Italian, Polish and Portuguese
|  | 0 | 0 | 0 | 0 | 0 | 0 | 0 | 0 | 0 | 0 | 0 | 0 | 0 | 0 | 0 | 0 | 0 | 0 | 0 | 0 | 0 | 0 | 0 | 0 | 0 | 0 | 0 | 0 | 0 | 0 | 0 | 0 | 0 | 0 | 0 | 0 | 0
|  | 0 | 0 | 0 | 0 | 0 | 0 | 0 | 0 | 0 | 0 | * | * | * | * | 0 | 0 | * | * | * | * | * | * | * | * | * | * | * | * | 1 | * | * | * | * | * | * | * | *
|  | 0 | 0 | 0 | 0 | 0 | 0 | 0 | 0 | 0 | 0 | 5 | 5 | * | 5 | 0 | 0 | 5 | 5 | 0 | 5 | 5 | 5 | 5 | 5 | 5 | 5 | 5 | 5 | 0 | 5 | 5 | 5 | 5 | 5 | 5 | 5 | 5
|  | 0 | 0 | 0 | 0 | 0 | 0 | 0 | 0 | 0 | 0 | 5 | 5 | * | 5 | 0 | 0 | 5 | 5 | 0 | C | C | C | C | C | C | C | C | 7 | 0 | 7 | 7 | 7 | 7 | 7 | 7 | 7 | 7
Mounting / Livery Change |  | Flush/Panel Mounting with Harsh Environment Coating | Flush/Panel Mounting with Harsh Environment Coating | Flush/Panel Mounting with Harsh Environment Coating | Flush/Panel Mounting with Harsh Environment Coating | Flush/Panel Mounting with Harsh Env. Coating. White Front Panel | Flush/Panel Mounting with Harsh Env. Coating. White Front Panel - Withdrawn | Flush/Panel Mounting with Harsh Env. Coating. White Front Panel - Withdrawn | Flush/Panel Mounting with Harsh Env. Coating. White Front Panel - Withdrawn | Flush/Panel Mounting with Harsh Env. Coating. White Front Panel - Withdrawn | Flush/Panel Mounting with Harsh Env. Coating. White Front Panel - Withdrawn | Flush/Panel Mounting with Harsh Env. Coating. White Front Panel - Withdrawn | Flush/Panel Mounting with Harsh Env. Coating. White Front Panel - Withdrawn | Flush/Panel Mounting with Harsh Env. Coating. White Front Panel - Withdrawn | Flush/Panel Mounting with Harsh Env. Coating. White Front Panel - Withdrawn | Flush/Panel Mounting with Harsh Env. Coating. White Front Panel - Withdrawn | Flush/Panel Mounting with Harsh Env. Coating. White Front Panel - Withdrawn | Flush/Panel Mounting with Harsh Env. Coating. White Front Panel - Withdrawn | Flush/Panel Mounting with Harsh Env. Coating. White Front Panel - Withdrawn | Flush/Panel Mounting with Harsh Env. Coating. White Front Panel - Withdrawn | Flush/Panel Mounting with Harsh Env. Coating. White Front Panel - Withdrawn | Flush/Panel Mounting with Harsh Env. Coating. White Front Panel - Withdrawn | Flush/Panel Mounting with Harsh Env. Coating. White Front Panel - Withdrawn | Flush/Panel Mounting with Harsh Env. Coating. White Front Panel - Withdrawn | Flush/Panel Mounting with Harsh Env. Coating. White Front Panel - Withdrawn | Flush/Panel Mounting with Harsh Env. Coating. White Front Panel - Withdrawn | Flush/Panel Mounting with Harsh Env. Coating. White Front Panel - Withdrawn | Flush/Panel Mounting with Harsh Env. Coating. White Front Panel - Withdrawn | Flush/Panel Mounting with Harsh Env. Coating. White Front Panel - Withdrawn | Flush/Panel Mounting with Harsh Env. Coating. White Front Panel - Withdrawn | Flush/Panel Mounting with Harsh Env. Coating. White Front Panel - Withdrawn | Flush/Panel Mounting with Harsh Env. Coating. White Front Panel - Withdrawn | Flush/Panel Mounting with Harsh Env. Coating. White Front Panel - Withdrawn | Flush/Panel Mounting with Harsh Env. Coating. White Front Panel - Withdrawn | Flush/Panel Mounting with Harsh Env. Coating. White Front Panel - Withdrawn | Flush/Panel Mounting with Harsh Env. Coating. White Front Panel - Withdrawn | Flush/Panel Mounting with Harsh Env. Coating, with USB Port, Black and Silver Front Panel | Flush/Panel Mounting with Harsh Env. Coating, with USB Port, Black and Silver Front Panel
|  | 19" Rack Mounting with Harsh Environmental Coating | 19" Rack Mounting with Harsh Environmental Coating | 19" Rack Mounting with Harsh Environmental Coating | 19" Rack Mounting with Harsh Environmental Coating | 19" Rack Mounting with Harsh Env. Coating. White Front Panel | 19" Rack Mounting with Harsh Env. Coating. White Front Panel - Withdrawn | 19" Rack Mounting with Harsh Env. Coating. White Front Panel - Withdrawn | 19" Rack Mounting with Harsh Env. Coating. White Front Panel - Withdrawn | 19" Rack Mounting with Harsh Env. Coating. White Front Panel - Withdrawn | 19" Rack Mounting with Harsh Env. Coating. White Front Panel - Withdrawn | 19" Rack Mounting with Harsh Env. Coating. White Front Panel - Withdrawn | 19" Rack Mounting with Harsh Env. Coating. White Front Panel - Withdrawn | 19" Rack Mounting with Harsh Env. Coating. White Front Panel - Withdrawn | 19" Rack Mounting with Harsh Env. Coating. White Front Panel - Withdrawn | 19" Rack Mounting with Harsh Env. Coating. White Front Panel - Withdrawn | 19" Rack Mounting with Harsh Env. Coating. White Front Panel - Withdrawn | 19" Rack Mounting with Harsh Env. Coating. White Front Panel - Withdrawn | 19" Rack Mounting with Harsh Env. Coating. White Front Panel - Withdrawn | 19" Rack Mounting with Harsh Env. Coating. White Front Panel - Withdrawn | 19" Rack Mounting with Harsh Env. Coating. White Front Panel - Withdrawn | 19" Rack Mounting with Harsh Env. Coating. White Front Panel - Withdrawn | 19" Rack Mounting with Harsh Env. Coating. White Front Panel - Withdrawn | 19" Rack Mounting with Harsh Env. Coating. White Front Panel - Withdrawn | 19" Rack Mounting with Harsh Env. Coating. White Front Panel - Withdrawn | 19" Rack Mounting with Harsh Env. Coating. White Front Panel - Withdrawn | 19" Rack Mounting with Harsh Env. Coating. White Front Panel - Withdrawn | 19" Rack Mounting with Harsh Env. Coating. White Front Panel - Withdrawn | 19" Rack Mounting with Harsh Env. Coating. White Front Panel - Withdrawn | 19" Rack Mounting with Harsh Env. Coating. White Front Panel - Withdrawn | 19" Rack Mounting with Harsh Env. Coating. White Front Panel - Withdrawn | 19" Rack Mounting with Harsh Env. Coating. White Front Panel - Withdrawn | 19" Rack Mounting with Harsh Env. Coating. White Front Panel - Withdrawn | 19" Rack Mounting with Harsh Env. Coating. White Front Panel - Withdrawn | 19" Rack Mounting with Harsh Env. Coating. White Front Panel - Withdrawn | 19" Rack Mounting with Harsh Env. Coating. White Front Panel - Withdrawn | 19" Rack Mounting with Harsh Env. Coating, with USB Port, Black and Silver Front Panel | 19" Rack Mounting with Harsh Env. Coating, with USB Port, Black and Silver Front Panel
[6 empty] | Flush/panel mounting with harsh environment coating | Flush/panel mounting with harsh environment coating | Flush/panel mounting with harsh environment coating | Flush/panel mounting with harsh environment coating | Flush/panel mounting with harsh environment coating | Flush/panel mounting with harsh environment coating | Flush/panel mounting with harsh environment coating | Flush/panel mounting with harsh environment coating | Flush/panel mounting with harsh environment coating | Flush/panel mounting with harsh environment coating | Flush/panel mounting with harsh environment coating | Flush/panel mounting with harsh environment coating | Flush/panel mounting with harsh environment coating | Flush/panel mounting with harsh environment coating | Flush/panel mounting with harsh environment coating | Flush/panel mounting with harsh environment coating | Flush/panel mounting with harsh environment coating | Flush/panel mounting with harsh environment coating | Flush/panel mounting with harsh environment coating | Flush/panel mounting with harsh environment coating | Flush/panel mounting with harsh environment coating | Flush/panel mounting with harsh environment coating | Flush/panel mounting with harsh environment coating | Flush/panel mounting with harsh environment coating | Flush/panel mounting with harsh environment coating | Flush/panel mounting with harsh environment coating | Flush/panel mounting with harsh environment coating | Flush/panel mounting with harsh environment coating | Flush/panel mounting with harsh environment coating | Flush/panel mounting with harsh environment coating | Flush/panel mounting with harsh environment coating | Flush/panel mounting with harsh environment coating | Flush/panel mounting with harsh environment coating
[6 empty] | 19" Rack mounting with harsh environmental coating | 19" Rack mounting with harsh environmental coating | 19" Rack mounting with harsh environmental coating | 19" Rack mounting with harsh environmental coating | 19" Rack mounting with harsh environmental coating | 19" Rack mounting with harsh environmental coating | 19" Rack mounting with harsh environmental coating | 19" Rack mounting with harsh environmental coating | 19" Rack mounting with harsh environmental coating | 19" Rack mounting with harsh environmental coating | 19" Rack mounting with harsh environmental coating | 19" Rack mounting with harsh environmental coating | 19" Rack mounting with harsh environmental coating | 19" Rack mounting with harsh environmental coating | 19" Rack mounting with harsh environmental coating | 19" Rack mounting with harsh environmental coating | 19" Rack mounting with harsh environmental coating | 19" Rack mounting with harsh environmental coating | 19" Rack mounting with harsh environmental coating | 19" Rack mounting with harsh environmental coating | 19" Rack mounting with harsh environmental coating | 19" Rack mounting with harsh environmental coating | 19" Rack mounting with harsh environmental coating | 19" Rack mounting with harsh environmental coating | 19" Rack mounting with harsh environmental coating | 19" Rack mounting with harsh environmental coating | 19" Rack mounting with harsh environmental coating | 19" Rack mounting with harsh environmental coating | 19" Rack mounting with harsh environmental coating | 19" Rack mounting with harsh environmental coating | 19" Rack mounting with harsh environmental coating | 19" Rack mounting with harsh environmental coating | 19" Rack mounting with harsh environmental coating
|  | A | A | A | A | M | * | * | * | * | * | * | * | * | * | * | * | * | * | * | * | * | * | * | * | * | * | * | * | * | * | * | * | * | * | * | S | S
|  | B | B | B | B | N | * | * | * | * | * | * | * | * | * | * | * | * | * | * | * | * | * | * | * | * | * | * | * | * | * | * | * | * | * | * | T | T
|  | ** | ** | ** | M | N | P | P | P | P | P | P | P | P | P | P | P | P | P | P | P | P | P | P | P | P | P | P | P | P | P | P | P | P | P | P | P | P
|  | ** | ** | ** | N | N | Q | Q | Q | Q | Q | Q | Q | Q | Q | Q | Q | Q | Q | Q | Q | Q | Q | Q | Q | Q | Q | Q | Q | Q | Q | Q | Q | Q | Q | Q | Q | Q
Mounting (Master Text) |  | Flush / Panel mounting | Flush / Panel mounting | Flush / Panel mounting | Flush / Panel mounting | Flush / Panel mounting | Flush / Panel mounting | Flush / Panel mounting | Flush / Panel mounting | Flush / Panel mounting | Flush / Panel mounting | Flush / Panel mounting | Flush / Panel mounting | Flush / Panel mounting | Flush / Panel mounting | Flush / Panel mounting | Flush / Panel mounting | Flush / Panel mounting | Flush / Panel mounting | Flush / Panel mounting | Flush / Panel mounting | Flush / Panel mounting | Flush / Panel mounting | Flush / Panel mounting | Flush / Panel mounting | Flush / Panel mounting | Flush / Panel mounting | Flush / Panel mounting | Flush / Panel mounting | Flush / Panel mounting | Flush / Panel mounting | Flush / Panel mounting | Flush / Panel mounting | Flush / Panel mounting | Flush / Panel mounting | Flush / Panel mounting | Flush / Panel mounting | Flush / Panel mounting
|  | 19" Rack mounting | 19" Rack mounting | 19" Rack mounting | 19" Rack mounting | 19" Rack mounting | 19" Rack mounting | 19" Rack mounting | 19" Rack mounting | 19" Rack mounting | 19" Rack mounting | 19" Rack mounting | 19" Rack mounting | 19" Rack mounting | 19" Rack mounting | 19" Rack mounting | 19" Rack mounting | 19" Rack mounting | 19" Rack mounting | 19" Rack mounting | 19" Rack mounting | 19" Rack mounting | 19" Rack mounting | 19" Rack mounting | 19" Rack mounting | 19" Rack mounting | 19" Rack mounting | 19" Rack mounting | 19" Rack mounting | 19" Rack mounting | 19" Rack mounting | 19" Rack mounting | 19" Rack mounting | 19" Rack mounting | 19" Rack mounting | 19" Rack mounting | 19" Rack mounting | 19" Rack mounting
Ext Conn Diagram (Master Text) : 1 |  | 10P44302 | 10P44302 | 10P44302 | 10P44302 | 10P44302 | 10P44302 | 10P44302 | 10P44302 | 10P44302 | 10P44302 | 10P44302 | 10P44302 | 10P44302 | 10P44302 | 10P44302 | 10P44302 | See Rows 116 To 119 | See Rows 116 To 119 | See Rows 116 To 119 | See Rows 116 To 119 | See Rows 116 To 119 | See Rows 116 To 119 | See Rows 116 To 119 | See Rows 116 To 119 | See Rows 116 To 119 | See Rows 116 To 119 | See Rows 116 To 119 | See Rows 116 To 119 | See Rows 116 To 119 | See Rows 116 To 119 | See Rows 116 To 119 | See Rows 116 To 119 | See Rows 116 To 119 | See Rows 116 To 119 | See Rows 116 To 119 | See Rows 116 To 119 | See Rows 116 To 119
|  | 10P44301 | 10P44301 | 10P44301 | 10P44301 | 10P44301 | 10P44301 | 10P44301 | 10P44301 | 10P44301 | 10P44301 | 10P44301 | 10P44301 | 10P44301 | 10P44301 | 10P44301 | 10P44301 | See Rows 116 To 119 | See Rows 116 To 119 | See Rows 116 To 119 | See Rows 116 To 119 | See Rows 116 To 119 | See Rows 116 To 119 | See Rows 116 To 119 | See Rows 116 To 119 | See Rows 116 To 119 | See Rows 116 To 119 | See Rows 116 To 119 | See Rows 116 To 119 | See Rows 116 To 119 | See Rows 116 To 119 | See Rows 116 To 119 | See Rows 116 To 119 | See Rows 116 To 119 | See Rows 116 To 119 | See Rows 116 To 119 | See Rows 116 To 119 | See Rows 116 To 119
Protocol options |  | K-Bus | K-Bus | K-Bus | K-Bus | K-Bus | K-Bus | K-Bus | K-Bus | K-Bus | K-Bus | K-Bus | K-Bus | K-Bus | K-Bus | K-Bus | K-Bus | K-Bus | K-Bus | IEC870 | K-Bus | K-Bus | K-Bus | K-Bus | K-Bus | K-Bus | K-Bus | K-Bus | K-Bus | K-Bus | K-Bus | K-Bus | K-Bus | K-Bus | K-Bus | K-Bus | K-Bus | K-Bus
|  | Modbus | Modbus | Modbus | Modbus | Modbus | Modbus | Modbus (Not yet available!) | Modbus (Not yet available!) | Modbus (Not yet available!) | Modbus (Not yet available!) | IEC870 | IEC870 | Modbus (Not yet available!) | IEC870 | Modbus (Not yet available!) | VDEW (IEC 60870-5-103) (RS485 or Fibre Optic) | IEC870 | IEC870 |  | IEC870 | IEC870 | IEC870 | IEC870 | IEC870 | IEC870 | IEC870 | IEC870 | IEC870 | IEC870 | IEC870 | IEC870 | IEC870 | IEC870 | IEC870 | IEC870 | IEC870 | IEC870
|  | VDEW (IEC 60870-5-103) (RS485 or Fibre Optic) | VDEW (IEC 60870-5-103) (RS485 or Fibre Optic) | VDEW (IEC 60870-5-103) (RS485 or Fibre Optic) | VDEW (IEC 60870-5-103) (RS485 or Fibre Optic) | VDEW (IEC 60870-5-103) (RS485 or Fibre Optic) | VDEW (IEC 60870-5-103) (RS485 or Fibre Optic) | VDEW (IEC 60870-5-103) (RS485 or Fibre Optic) | VDEW (IEC 60870-5-103) (RS485 or Fibre Optic) | VDEW (IEC 60870-5-103) (RS485 or Fibre Optic) | VDEW (IEC 60870-5-103) (RS485 or Fibre Optic) | DNP3.0 | DNP3.0 | VDEW (IEC 60870-5-103) (RS485 or Fibre Optic) | DNP3.0 | VDEW (IEC 60870-5-103) (RS485 or Fibre Optic) | DNP3.0 | DNP3.0 | DNP3.0 |  | DNP3.0 | DNP3.0 | DNP3.0 | DNP3.0 | DNP3.0 | DNP3.0 | DNP3.0 | DNP3.0 | DNP3.0 | DNP3.0 | DNP3.0 | DNP3.0 | DNP3.0 | DNP3.0 | DNP3.0 | DNP3.0 | DNP3.0 | DNP3.0
|  | DNP3.0 | DNP3.0 | DNP3.0 | DNP3.0 | DNP3.0 | DNP3.0 | DNP3.0 | DNP3.0 | DNP3.0 | DNP3.0 | IEC61850 + Courier via rear RS485 port | IEC61850 + Courier via rear RS485 port | DNP3.0 | IEC61850 + Courier via rear RS485 port | DNP3.0 |  | IEC61850 + Courier via rear RS485 port | IEC61850 + Courier via rear RS485 port |  | IEC61850 + Courier via rear RS485 port | IEC61850 + Courier via rear RS485 port | IEC61850 + Courier via rear RS485 port | IEC61850 + Courier via rear RS485 port | IEC61850 + Courier via rear RS485 port | IEC61850 + Courier via rear RS485 port | IEC61850 + Courier via rear RS485 port | IEC61850 + Courier via rear RS485 port | IEC61850 + Courier via rear RS485 port | IEC61850 + Courier via rear RS485 port | IEC61850 + Courier via rear RS485 port | IEC61850 + Courier via rear RS485 port | IEC61850 + Courier via rear RS485 port | IEC61850 + Courier via rear RS485 port | IEC61850 + Courier via rear RS485 port | IEC61850 + Courier via rear RS485 port | IEC61850 + Courier via rear RS485 port | IEC61850 + Courier via rear RS485 port
[12 empty] | IEC61850+IEC60870-5-103 via rear RS485 port | IEC61850+IEC60870-5-103 via rear RS485 port |  | IEC61850+IEC60870-5-103 via rear RS485 port |  |  | IEC61850+IEC60870-5-103 via rear RS485 port | IEC61850+IEC60870-5-103 via rear RS485 port |  | IEC61850+IEC60870-5-103 via rear RS485 port | IEC61850+IEC60870-5-103 via rear RS485 port | IEC61850+IEC60870-5-103 via rear RS485 port | IEC61850+IEC60870-5-103 via rear RS485 port | IEC61850+IEC60870-5-103 via rear RS485 port | IEC61850+IEC60870-5-103 via rear RS485 port | IEC61850+IEC60870-5-103 via rear RS485 port | IEC61850+IEC60870-5-103 via rear RS485 port | IEC61850+IEC60870-5-103 via rear RS485 port | IEC61850+IEC60870-5-103 via rear RS485 port | IEC61850+IEC60870-5-103 via rear RS485 port | IEC61850+IEC60870-5-103 via rear RS485 port | IEC61850+IEC60870-5-103 via rear RS485 port | IEC61850+IEC60870-5-103 via rear RS485 port | IEC61850+IEC60870-5-103 via rear RS485 port | IEC61850+IEC60870-5-103 via rear RS485 port | IEC61850+IEC60870-5-103 via rear RS485 port | IEC61850+IEC60870-5-103 via rear RS485 port
|  | 1 | 1 | 1 | 1 | 1 | 1 | 1 | 1 | 1 | 1 | 1 | 1 | 1 | 1 | 1 | 1 | 1 | 1 | 3 | 1 | 1 | 1 | 1 | 1 | 1 | 1 | 1 | 1 | 1 | 1 | 1 | 1 | 1 | 1 | 1 | 1 | 1
|  | 2 | 2 | 2 | 2 | 2 | 2 | * | * | * | * | 3 | 3 | * | 3 | * | 3 | 3 | 3 | 3 | 3 | 3 | 3 | 3 | 3 | 3 | 3 | 3 | 3 | 3 | 3 | 3 | 3 | 3 | 3 | 3 | 3 | 3
|  | 3 | 3 | 3 | 3 | 3 | 3 | 3 | 3 | 3 | 3 | 4 | 4 | 3 | 4 | 3 | 4 | 4 | 4 | 3 | 4 | 4 | 4 | 4 | 4 | 4 | 4 | 4 | 4 | 4 | 4 | 4 | 4 | 4 | 4 | 4 | 4 | 4
|  | 4 | 4 | 4 | 4 | 4 | 4 | 4 | 4 | 4 | 4 | 6 | 6 | 4 | 6 | 4 | 4 | 6 | 6 |  | 6 | 6 | 6 | 6 | 6 | 6 | 6 | 6 | 6 | 6 | 6 | 6 | 6 | 6 | 6 | 6 | 6 | 6
|  | 4 | 4 | 4 | 4 | 4 | 4 | 4 | 4 | 4 | 4 | 7 | 7 | 4 | 7 | 4 | 4 | 7 | 7 |  | 7 | 7 | 7 | 7 | 7 | 7 | 7 | 7 | 7 | 7 | 7 | 7 | 7 | 7 | 7 | 7 | 7 | 7
Product options - 1 (of 5) |  | 1 & 3 Pole tripping/reclosing MHO/Quad Distance with 16 Inputs & 24 Outputs | 1 & 3 Pole tripping/reclosing MHO/Quad Distance with 16 Inputs & 24 Outputs | 1 & 3 Pole tripping/reclosing MHO/Quad Distance with 16 Inputs & 24 Outputs | 1 & 3 Pole tripping/reclosing MHO/Quad Distance with 16 Inputs & 24 Outputs | 1 & 3 Pole tripping/reclosing MHO/Quad Distance with 16 Inputs & 24 Outputs | 1 & 3 Pole tripping/reclosing MHO/Quad Distance with 16 Inputs & 24 Outputs | 1 & 3 Pole tripping/reclosing MHO/Quad Distance with 16 Inputs & 24 Outputs | 1 & 3 Pole tripping/reclosing MHO/Quad Distance with 16 Inputs & 24 Outputs | 1 & 3 Pole tripping/reclosing MHO/Quad Distance with 16 Inputs & 24 Outputs | 1 & 3 Pole tripping/reclosing MHO/Quad Distance with 16 Inputs & 24 Outputs | 16 inputs and 24 outputs | 16 inputs and 24 outputs | 1 & 3 Pole tripping/reclosing MHO/Quad Distance with 16 Inputs & 24 Outputs | 16 inputs and 24 outputs | 1 & 3 Pole tripping/reclosing MHO/Quad Distance with 16 Inputs & 24 Outputs | 1 & 3 Pole tripping/reclosing MHO/Quad Distance with 16 Inputs & 24 Outputs | 16 inputs and 24-standard outputs | 16 inputs and 24-standard outputs | 32 inputs and 24-standard outputs | 16 inputs and 24-standard outputs | 16 inputs and 24-standard outputs | 16 inputs and 24-standard outputs | 16 inputs and 24-standard outputs | 16 inputs and 24-standard outputs | 16 inputs and 24-standard outputs | 16 inputs and 24-standard outputs | 16 inputs and 24-standard outputs | 16 inputs and 24-standard outputs | 16 inputs and 24-standard outputs | 16 inputs and 24-standard outputs | 16 inputs and 24-standard outputs | 16 inputs and 24-standard outputs | 16 inputs and 24-standard outputs | 16 inputs and 24-standard outputs | 16 inputs and 24-standard outputs | 16 inputs and 24-standard outputs | 16 inputs and 24-standard outputs
|  | 1 & 3 Pole tripping/reclosing MHO/Quad Distance with 24 Inputs & 32 Outputs | 1 & 3 Pole tripping/reclosing MHO/Quad Distance with 24 Inputs & 32 Outputs | 1 & 3 Pole tripping/reclosing MHO/Quad Distance with 24 Inputs & 32 Outputs | 1 & 3 Pole tripping/reclosing MHO/Quad Distance with 24 Inputs & 32 Outputs | 1 & 3 Pole tripping/reclosing MHO/Quad Distance with 24 Inputs & 32 Outputs | 1 & 3 Pole tripping/reclosing MHO/Quad Distance with 24 Inputs & 32 Outputs | 1 & 3 Pole tripping/reclosing MHO/Quad Distance with 24 Inputs & 32 Outputs | 1 & 3 Pole tripping/reclosing MHO/Quad Distance with 24 Inputs & 32 Outputs | 1 & 3 Pole tripping/reclosing MHO/Quad Distance with 24 Inputs & 32 Outputs | 1 & 3 Pole tripping/reclosing MHO/Quad Distance with 24 Inputs & 32 Outputs | 24 inputs and 32 outputs | 24 inputs and 32 outputs | 1 & 3 Pole tripping/reclosing MHO/Quad Distance with 24 Inputs & 32 Outputs | 24 inputs and 32 outputs | 1 & 3 Pole tripping/reclosing MHO/Quad Distance with 24 Inputs & 32 Outputs | 1 & 3 Pole tripping/reclosing MHO/Quad Distance with 24 Inputs & 32 Outputs | 24 inputs and 32-standard outputs | 24 inputs and 32-standard outputs |  | 24 inputs and 32-standard outputs | 24 inputs and 32-standard outputs | 24 inputs and 32-standard outputs | 24 inputs and 32-standard outputs | 24 inputs and 32-standard outputs | 24 inputs and 32-standard outputs | 24 inputs and 32-standard outputs | 24 inputs and 32-standard outputs | 24 inputs and 32-standard outputs | 24 inputs and 32-standard outputs | 24 inputs and 32-standard outputs | 24 inputs and 32-standard outputs | 24 inputs and 32-standard outputs | 24 inputs and 32-standard outputs | 24 inputs and 32-standard outputs | 24 inputs and 32-standard outputs | 24 inputs and 32-standard outputs | 24 inputs and 32-standard outputs
[18 empty] | 16 inputs and 16-standard plus 4-high break outputs | 16 inputs and 16-standard plus 4-high break outputs |  | 16 inputs and 16-standard plus 4-high break outputs | 16 inputs and 16-standard plus 4-high break outputs | 16 inputs and 16-standard plus 4-high break outputs | 16 inputs and 16-standard plus 4-high break outputs | 16 inputs and 16-standard plus 4-high break outputs | 16 inputs and 16-standard plus 4-high break outputs | 16 inputs and 16-standard plus 4-high break outputs | 16 inputs and 16-standard plus 4-high break outputs | 16 inputs and 16-standard plus 4-high break outputs | 16 inputs and 16-standard plus 4-high break outputs | 16 inputs and 16-standard plus 4-high break outputs | 16 inputs and 16-standard plus 4-high break outputs | 16 inputs and 16-standard plus 4-high break outputs | 16 inputs and 16-standard plus 4-high break outputs | 16 inputs and 16-standard plus 4-high break outputs | 16 inputs and 16-standard plus 4-high break outputs | 16 inputs and 16-standard plus 4-high break outputs | 16 inputs and 16-standard plus 4-high break outputs
[18 empty] | 24 inputs and 16-standard plus 8-high break outputs | 24 inputs and 16-standard plus 8-high break outputs |  | 24 inputs and 16-standard plus 8-high break outputs | 24 inputs and 16-standard plus 8-high break outputs | 24 inputs and 16-standard plus 8-high break outputs | 24 inputs and 16-standard plus 8-high break outputs | 24 inputs and 16-standard plus 8-high break outputs | 24 inputs and 16-standard plus 8-high break outputs | 24 inputs and 16-standard plus 8-high break outputs | 24 inputs and 16-standard plus 8-high break outputs | 24 inputs and 16-standard plus 8-high break outputs | 24 inputs and 16-standard plus 8-high break outputs | 24 inputs and 16-standard plus 8-high break outputs | 24 inputs and 16-standard plus 8-high break outputs | 24 inputs and 16-standard plus 8-high break outputs | 24 inputs and 16-standard plus 8-high break outputs | 24 inputs and 16-standard plus 8-high break outputs | 24 inputs and 16-standard plus 8-high break outputs | 24 inputs and 16-standard plus 8-high break outputs | 24 inputs and 16-standard plus 8-high break outputs
Product options - 2 (of 5) |  | Standard output contacts only | Standard output contacts only | Standard output contacts only | Standard output contacts only | Standard output contacts only | Standard output contacts only | Standard output contacts only | Standard output contacts only | Standard output contacts only | Standard output contacts only | Standard output contacts only | Standard output contacts only | Standard output contacts only | Standard output contacts only | Standard output contacts only | Standard output contacts only | Standard output contacts only | Standard output contacts only | Standard output contacts only | Standard output contacts only | Standard output contacts only | Standard output contacts only | Standard output contacts only | Standard output contacts only | Standard output contacts only | Standard output contacts only | Standard output contacts only | Standard output contacts only | Standard output contacts only | Standard output contacts only | Standard output contacts only | Standard output contacts only | Standard output contacts only | Standard output contacts only | Standard output contacts only | Standard output contacts only | Standard output contacts only
|  | Standard plus high break contacts - Not yet available | Standard plus high break contacts - Not yet available | Standard plus high break contacts - Not yet available | Standard plus high break contacts - Not yet available | Standard plus high break contacts - Not yet available | Standard plus high break contacts - Not yet available | Standard plus high break contacts - Not yet available | Standard plus high break contacts - Not yet available | Standard plus high break contacts - Not yet available | Standard plus high break contacts - Not yet available | Standard plus high break contacts - Not yet available | Standard plus high break contacts - Not yet available | Standard plus high break contacts - Not yet available | Standard plus high break contacts - Not yet available | Standard plus high break contacts - Not yet available | Standard plus high break contacts - Not yet available | Standard plus high break contacts | Standard plus high break contacts |  | Standard plus high break contacts | Standard plus high break contacts | Standard plus high break contacts | Standard plus high break contacts | Standard plus high break contacts | Standard plus high break contacts | Standard plus high break contacts | Standard plus high break contacts | Standard plus high break contacts | Standard plus high break contacts | Standard plus high break contacts | Standard plus high break contacts | Standard plus high break contacts | Standard plus high break contacts | Standard plus high break contacts | Standard plus high break contacts | Standard plus high break contacts | Standard plus high break contacts
|  | A | A | A | A | A | A | A | A | A | A | A | A | A | A | A | A | A | A | Y | A | A | A | A | A | A | A | A | A | A | A | A | A | A | A | A | A | A
|  | B | B | B | B | B | B | B | B | B | B | B | B | B | B | B | B | B | B |  | B | B | B | B | B | B | B | B | B | B | B | B | B | B | B | B | B | B
|  | B | B | B | B | B | B | B | B | B | B | C | C | B | C | B | B | C | C |  | C | C | C | C | C | C | C | C | C | C | C | C | C | C | C | C | C | C
|  | B | B | B | B | B | B | B | B | B | B | D | D | B | D | B | B | D | D |  | D | D | D | D | D | D | D | D | D | D | D | D | D | D | D | D | D | D
|  | No fibre interface | No fibre interface | No fibre interface | No fibre interface | No fibre interface | No fibre interface | No fibre interface | No fibre interface | No fibre interface | No fibre interface | No fibre interface | No fibre interface | No fibre interface | No fibre interface | No fibre interface | No fibre interface | No fibre interface | No fibre interface | No fibre interface | No fibre interface | No fibre interface | No fibre interface | No fibre interface | No fibre interface | No fibre interface | No fibre interface | No fibre interface | No fibre interface | No fibre interface | No fibre interface | No fibre interface | No fibre interface | No fibre interface | No fibre interface | No fibre interface | No fibre interface | No fibre interface
[9 empty] | 820nm dual channel fibre interface (Not yet available!) | 820nm dual channel fibre interface (Not yet available!) | 820nm dual channel fibre interface | Ch1=850nm multi-mode , Ch2=850nm multi-mode | Ch1=850nm multi-mode , Ch2=850nm multi-mode | 820nm dual channel fibre interface | Ch1=850nm multi-mode , Ch2=850nm multi-mode | 820nm dual channel fibre interface | 820nm dual channel fibre interface | Ch1=850nm multi-mode , Ch2=850nm multi-mode | Ch1=850nm multi-mode , Ch2=850nm multi-mode |  | Ch1=850nm multi-mode , Ch2=850nm multi-mode | Ch1=850nm multi-mode , Ch2=850nm multi-mode | Ch1=850nm multi-mode , Ch2=850nm multi-mode | Ch1=850nm multi-mode , Ch2=850nm multi-mode | Ch1=850nm multi-mode , Ch2=850nm multi-mode | Ch1=850nm multi-mode , Ch2=850nm multi-mode | Ch1=850nm multi-mode , Ch2=850nm multi-mode | Ch1=850nm multi-mode , Ch2=850nm multi-mode | Ch1=850nm multi-mode , Ch2=850nm multi-mode | Ch1=850nm multi-mode , Ch2=850nm multi-mode | Ch1=850nm multi-mode , Ch2=850nm multi-mode | Ch1=850nm multi-mode , Ch2=850nm multi-mode | Ch1=850nm multi-mode , Ch2=850nm multi-mode | Ch1=850nm multi-mode , Ch2=850nm multi-mode | Ch1=850nm multi-mode , Ch2=850nm multi-mode | Ch1=850nm multi-mode , Ch2=850nm multi-mode | Ch1=850nm multi-mode , Ch2=850nm multi-mode | Ch1=850nm multi-mode , Ch2=850nm multi-mode
[9 empty] | 1300nm single mode, single channel fibre interface (Not yet available!) | 1300nm single mode, single channel fibre interface (Not yet available!) | 1300nm single mode, single channel fibre interface | Ch1=1300nm single-mode , Ch2=not fitted (2 Terminal only) | Ch1=1300nm single-mode , Ch2=not fitted (2 Terminal only) | 1300nm single mode, single channel fibre interface | Ch1=1300nm single-mode , Ch2=not fitted (2 Terminal only) | 1300nm single mode, single channel fibre interface | 1300nm single mode, single channel fibre interface | Ch1=1300nm single-mode , Ch2=not fitted (2 Terminal only) | Ch1=1300nm single-mode , Ch2=not fitted (2 Terminal only) |  | Ch1=1300nm single-mode , Ch2=not fitted (2 Terminal only) | Ch1=1300nm single-mode , Ch2=not fitted (2 Terminal only) | Ch1=1300nm single-mode , Ch2=not fitted (2 Terminal only) | Ch1=1300nm single-mode , Ch2=not fitted (2 Terminal only) | Ch1=1300nm single-mode , Ch2=not fitted (2 Terminal only) | Ch1=1300nm single-mode , Ch2=not fitted (2 Terminal only) | Ch1=1300nm single-mode , Ch2=not fitted (2 Terminal only) | Ch1=1300nm single-mode , Ch2=not fitted (2 Terminal only) | Ch1=1300nm single-mode , Ch2=not fitted (2 Terminal only) | Ch1=1300nm single-mode , Ch2=not fitted (2 Terminal only) | Ch1=1300nm single-mode , Ch2=not fitted (2 Terminal only) | Ch1=1300nm single-mode , Ch2=not fitted (2 Terminal only) | Ch1=1300nm single-mode , Ch2=not fitted (2 Terminal only) | Ch1=1300nm single-mode , Ch2=not fitted (2 Terminal only) | Ch1=1300nm single-mode , Ch2=not fitted (2 Terminal only) | Ch1=1300nm single-mode , Ch2=not fitted (2 Terminal only) | Ch1=1300nm single-mode , Ch2=not fitted (2 Terminal only) | Ch1=1300nm single-mode , Ch2=not fitted (2 Terminal only)
[9 empty] | 1300nm single mode, dual channel fibre interface (Not yet available!) | 1300nm single mode, dual channel fibre interface (Not yet available!) | 1300nm single mode, dual channel fibre interface | Ch1=1300nm single-mode , Ch2=1300nm single-mode | Ch1=1300nm single-mode , Ch2=1300nm single-mode | 1300nm single mode, dual channel fibre interface | Ch1=1300nm single-mode , Ch2=1300nm single-mode | 1300nm single mode, dual channel fibre interface | 1300nm single mode, dual channel fibre interface | Ch1=1300nm single-mode , Ch2=1300nm single-mode | Ch1=1300nm single-mode , Ch2=1300nm single-mode |  | Ch1=1300nm single-mode , Ch2=1300nm single-mode | Ch1=1300nm single-mode , Ch2=1300nm single-mode | Ch1=1300nm single-mode , Ch2=1300nm single-mode | Ch1=1300nm single-mode , Ch2=1300nm single-mode | Ch1=1300nm single-mode , Ch2=1300nm single-mode | Ch1=1300nm single-mode , Ch2=1300nm single-mode | Ch1=1300nm single-mode , Ch2=1300nm single-mode | Ch1=1300nm single-mode , Ch2=1300nm single-mode | Ch1=1300nm single-mode , Ch2=1300nm single-mode | Ch1=1300nm single-mode , Ch2=1300nm single-mode | Ch1=1300nm single-mode , Ch2=1300nm single-mode | Ch1=1300nm single-mode , Ch2=1300nm single-mode | Ch1=1300nm single-mode , Ch2=1300nm single-mode | Ch1=1300nm single-mode , Ch2=1300nm single-mode | Ch1=1300nm single-mode , Ch2=1300nm single-mode | Ch1=1300nm single-mode , Ch2=1300nm single-mode | Ch1=1300nm single-mode , Ch2=1300nm single-mode | Ch1=1300nm single-mode , Ch2=1300nm single-mode
[9 empty] | 1300nm multi mode, single channel fibre interface (Not yet available!) | 1300nm multi mode, single channel fibre interface (Not yet available!) | 1300nm multi mode, single channel fibre interface | Ch1=1300nm multi-mode , Ch2=not fitted (2 Terminal only) | Ch1=1300nm multi-mode , Ch2=not fitted (2 Terminal only) | 1300nm multi mode, single channel fibre interface | Ch1=1300nm multi-mode , Ch2=not fitted (2 Terminal only) | 1300nm multi mode, single channel fibre interface | 1300nm multi mode, single channel fibre interface | Ch1=1300nm multi-mode , Ch2=not fitted (2 Terminal only) | Ch1=1300nm multi-mode , Ch2=not fitted (2 Terminal only) |  | Ch1=1300nm multi-mode , Ch2=not fitted (2 Terminal only) | Ch1=1300nm multi-mode , Ch2=not fitted (2 Terminal only) | Ch1=1300nm multi-mode , Ch2=not fitted (2 Terminal only) | Ch1=1300nm multi-mode , Ch2=not fitted (2 Terminal only) | Ch1=1300nm multi-mode , Ch2=not fitted (2 Terminal only) | Ch1=1300nm multi-mode , Ch2=not fitted (2 Terminal only) | Ch1=1300nm multi-mode , Ch2=not fitted (2 Terminal only) | Ch1=1300nm multi-mode , Ch2=not fitted (2 Terminal only) | Ch1=1300nm multi-mode , Ch2=not fitted (2 Terminal only) | Ch1=1300nm multi-mode , Ch2=not fitted (2 Terminal only) | Ch1=1300nm multi-mode , Ch2=not fitted (2 Terminal only) | Ch1=1300nm multi-mode , Ch2=not fitted (2 Terminal only) | Ch1=1300nm multi-mode , Ch2=not fitted (2 Terminal only) | Ch1=1300nm multi-mode , Ch2=not fitted (2 Terminal only) | Ch1=1300nm multi-mode , Ch2=not fitted (2 Terminal only) | Ch1=1300nm multi-mode , Ch2=not fitted (2 Terminal only) | Ch1=1300nm multi-mode , Ch2=not fitted (2 Terminal only) | Ch1=1300nm multi-mode , Ch2=not fitted (2 Terminal only)
[9 empty] | 1300nm multi mode, dual channel fibre interface (Not yet available!) | 1300nm multi mode, dual channel fibre interface (Not yet available!) | 1300nm multi mode, dual channel fibre interface | Ch1=1300nm multi-mode , Ch2=1300nm multi-mode | Ch1=1300nm multi-mode , Ch2=1300nm multi-mode | 1300nm multi mode, dual channel fibre interface | Ch1=1300nm multi-mode , Ch2=1300nm multi-mode | 1300nm multi mode, dual channel fibre interface | 1300nm multi mode, dual channel fibre interface | Ch1=1300nm multi-mode , Ch2=1300nm multi-mode | Ch1=1300nm multi-mode , Ch2=1300nm multi-mode |  | Ch1=1300nm multi-mode , Ch2=1300nm multi-mode | Ch1=1300nm multi-mode , Ch2=1300nm multi-mode | Ch1=1300nm multi-mode , Ch2=1300nm multi-mode | Ch1=1300nm multi-mode , Ch2=1300nm multi-mode | Ch1=1300nm multi-mode , Ch2=1300nm multi-mode | Ch1=1300nm multi-mode , Ch2=1300nm multi-mode | Ch1=1300nm multi-mode , Ch2=1300nm multi-mode | Ch1=1300nm multi-mode , Ch2=1300nm multi-mode | Ch1=1300nm multi-mode , Ch2=1300nm multi-mode | Ch1=1300nm multi-mode , Ch2=1300nm multi-mode | Ch1=1300nm multi-mode , Ch2=1300nm multi-mode | Ch1=1300nm multi-mode , Ch2=1300nm multi-mode | Ch1=1300nm multi-mode , Ch2=1300nm multi-mode | Ch1=1300nm multi-mode , Ch2=1300nm multi-mode | Ch1=1300nm multi-mode , Ch2=1300nm multi-mode | Ch1=1300nm multi-mode , Ch2=1300nm multi-mode | Ch1=1300nm multi-mode , Ch2=1300nm multi-mode | Ch1=1300nm multi-mode , Ch2=1300nm multi-mode
Product options notation | bar: A B ** to S T P
|  | E | E | E | E | E | E | A | * | * | E | E | E | E | E | E | E | E | E | Y | E | E | E | E | E | E | E | E | E | E | E | E | E | E | E | E | E | E
|  | I | I | I | I | I | I | A | * | * | I | I | I | I | I | I | I | I | I | Y | I | I | I | I | I | I | I | I | I | I | I | I | I | I | I | I | I | I
|  | M | M | M | M | M | M | A | * | * | M | M | M | M | M | M | M | M | M | Y | M | M | M | M | M | M | M | M | M | M | M | M | M | M | M | M | M | M
|  | Q | Q | Q | Q | Q | Q | A | * | * | Q | Q | Q | Q | Q | Q | Q | Q | Q | Y | Q | Q | Q | Q | Q | Q | Q | Q | Q | Q | Q | Q | Q | Q | Q | Q | Q | Q
|  | U | U | U | U | U | U | A | * | * | U | U | U | U | U | U | U | U | U | Y | U | U | U | U | U | U | U | U | U | U | U | U | U | U | U | U | U | U
|  | B | B | B | B | B | B | B | B | B | B | B | B | B | B | B | B | B | B | Y | B | B | B | B | B | B | B | B | B | B | B | B | B | B | B | B | B | B
|  | F | F | F | F | F | F | B | * | * | F | F | F | F | F | F | F | F | F | Y | F | F | F | F | F | F | F | F | F | F | F | F | F | F | F | F | F | F
|  | J | J | J | J | J | J | B | * | * | J | J | J | J | J | J | J | J | J | Y | J | J | J | J | J | J | J | J | J | J | J | J | J | J | J | J | J | J
|  | N | N | N | N | N | N | B | * | * | N | N | N | N | N | N | N | N | N | Y | N | N | N | N | N | N | N | N | N | N | N | N | N | N | N | N | N | N
|  | R | R | R | R | R | R | B | * | * | R | R | R | R | R | R | R | R | R | Y | R | R | R | R | R | R | R | R | R | R | R | R | R | R | R | R | R | R
|  | V | V | V | V | V | V | B | * | * | V | V | V | V | V | V | V | V | V | Y | V | V | V | V | V | V | V | V | V | V | V | V | V | V | V | V | V | V
|  | * | * | * | * | * | * | B | * | * | * | C | C | * | C | * | * | C | C | Y | C | C | C | C | C | C | C | C | C | C | C | C | C | C | C | C | C | C
|  | * | * | * | * | * | * | B | * | * | * | G | G | * | G | * | * | G | G | Y | G | G | G | G | G | G | G | G | G | G | G | G | G | G | G | G | G | G
|  | * | * | * | * | * | * | B | * | * | * | K | K | * | K | * | * | K | K | Y | K | K | K | K | K | K | K | K | K | K | K | K | K | K | K | K | K | K
|  | * | * | * | * | * | * | B | * | * | * | O | O | * | O | * | * | O | O | Y | O | O | O | O | O | O | O | O | O | O | O | O | O | O | O | O | O | O
|  | * | * | * | * | * | * | B | * | * | * | S | S | * | S | * | * | S | S | Y | S | S | S | S | S | S | S | S | S | S | S | S | S | S | S | S | S | S
|  | * | * | * | * | * | * | B | * | * | * | W | W | * | W | * | * | W | W | Y | W | W | W | W | W | W | W | W | W | W | W | W | W | W | W | W | W | W
|  | * | * | * | * | * | * | B | * | * | * | D | D | * | D | * | * | D | D | Y | D | D | D | D | D | D | D | D | D | D | D | D | D | D | D | D | D | D
|  | * | * | * | * | * | * | B | * | * | * | H | H | * | H | * | * | H | H | Y | H | H | H | H | H | H | H | H | H | H | H | H | H | H | H | H | H | H
|  | * | * | * | * | * | * | B | * | * | * | L | L | * | L | * | * | L | L | Y | L | L | L | L | L | L | L | L | L | L | L | L | L | L | L | L | L | L
|  | * | * | * | * | * | * | B | * | * | * | P | P | * | P | * | * | P | P | Y | P | P | P | P | P | P | P | P | P | P | P | P | P | P | P | P | P | P
|  | * | * | * | * | * | * | B | * | * | * | T | T | * | T | * | * | T | T | Y | T | T | T | T | T | T | T | T | T | T | T | T | T | T | T | T | T | T
|  | * | * | * | * | * | * | B | * | * | * | X | X | * | X | * | * | X | X | Y | X | X | X | X | X | X | X | X | X | X | X | X | X | X | X | X | X | X
Case |  | GN0110020 | GN0110020 | GN0110020 | GN0110020 | GN0110020 | GN0110020 | GN0110020 | GN0110008 | GN0110008 | GN0110008 | GN0110008 | GN0110008 | GN0110008 | GN0110008 | GN0110008 | GN0110008 | GN0110008 | GN0110008 | GN0110008 | GN0110008 | GN0110008 | GN0110008 | GN0110008 | GN0110008 | GN0110008 | GN0110008 | GN0110008 | GN0110008 | GN0110008 | GN0110008 | GN0110008 | GN0110008 | GN0110008 | GN0110008 | GN0110008 | GN0110008 | GN0110008
|  | GN0110021 | GN0110021 | GN0110021 | GN0110021 | GN0110021 | GN0110021 | GN0110021 | GN0110027 | GN0110027 | GN0110027 | GN0110027 | GN0110027 | GN0110027 | GN0110027 | GN0110027 | GN0110027 | GN0110027 | GN0110027 | GN0110027 | GN0110027 | GN0110027 | GN0110027 | GN0110027 | GN0110027 | GN0110027 | GN0110027 | GN0110027 | GN0110027 | GN0110027 | GN0110027 | GN0110027 | GN0110027 | GN0110027 | GN0110027 | GN0110027 | GN0110027 | GN0110027
Product options - 4 (of 5) | [11 empty] | Ch1=1550nm single-mode , Ch2=not fitted (2 Terminal only) | Ch1=1550nm single-mode , Ch2=not fitted (2 Terminal only) |  | Ch1=1550nm single-mode , Ch2=not fitted (2 Terminal only) |  |  | Ch1=1550nm single-mode , Ch2=not fitted (2 Terminal only) | Ch1=1550nm single-mode , Ch2=not fitted (2 Terminal only) |  | Ch1=1550nm single-mode , Ch2=not fitted (2 Terminal only) | Ch1=1550nm single-mode , Ch2=not fitted (2 Terminal only) | Ch1=1550nm single-mode , Ch2=not fitted (2 Terminal only) | Ch1=1550nm single-mode , Ch2=not fitted (2 Terminal only) | Ch1=1550nm single-mode , Ch2=not fitted (2 Terminal only) | Ch1=1550nm single-mode , Ch2=not fitted (2 Terminal only) | Ch1=1550nm single-mode , Ch2=not fitted (2 Terminal only) | Ch1=1550nm single-mode , Ch2=not fitted (2 Terminal only) | Ch1=1550nm single-mode , Ch2=not fitted (2 Terminal only) | Ch1=1550nm single-mode , Ch2=not fitted (2 Terminal only) | Ch1=1550nm single-mode , Ch2=not fitted (2 Terminal only) | Ch1=1550nm single-mode , Ch2=not fitted (2 Terminal only) | Ch1=1550nm single-mode , Ch2=not fitted (2 Terminal only) | Ch1=1550nm single-mode , Ch2=not fitted (2 Terminal only) | Ch1=1550nm single-mode , Ch2=not fitted (2 Terminal only) | Ch1=1550nm single-mode , Ch2=not fitted (2 Terminal only) | Ch1=1550nm single-mode , Ch2=not fitted (2 Terminal only) | Ch1=1550nm single-mode , Ch2=not fitted (2 Terminal only)
[12 empty] | Ch1=1550nm single-mode , Ch2=1550nm single-mode | Ch1=1550nm single-mode , Ch2=1550nm single-mode |  | Ch1=1550nm single-mode , Ch2=1550nm single-mode |  |  | Ch1=1550nm single-mode , Ch2=1550nm single-mode | Ch1=1550nm single-mode , Ch2=1550nm single-mode |  | Ch1=1550nm single-mode , Ch2=1550nm single-mode | Ch1=1550nm single-mode , Ch2=1550nm single-mode | Ch1=1550nm single-mode , Ch2=1550nm single-mode | Ch1=1550nm single-mode , Ch2=1550nm single-mode | Ch1=1550nm single-mode , Ch2=1550nm single-mode | Ch1=1550nm single-mode , Ch2=1550nm single-mode | Ch1=1550nm single-mode , Ch2=1550nm single-mode | Ch1=1550nm single-mode , Ch2=1550nm single-mode | Ch1=1550nm single-mode , Ch2=1550nm single-mode | Ch1=1550nm single-mode , Ch2=1550nm single-mode | Ch1=1550nm single-mode , Ch2=1550nm single-mode | Ch1=1550nm single-mode , Ch2=1550nm single-mode | Ch1=1550nm single-mode , Ch2=1550nm single-mode | Ch1=1550nm single-mode , Ch2=1550nm single-mode | Ch1=1550nm single-mode , Ch2=1550nm single-mode | Ch1=1550nm single-mode , Ch2=1550nm single-mode | Ch1=1550nm single-mode , Ch2=1550nm single-mode | Ch1=1550nm single-mode , Ch2=1550nm single-mode
[12 empty] | Ch1=850nm multi-mode , Ch2=1300nm single-mode | Ch1=850nm multi-mode , Ch2=1300nm single-mode |  | Ch1=850nm multi-mode , Ch2=1300nm single-mode |  |  | Ch1=850nm multi-mode , Ch2=1300nm single-mode | Ch1=850nm multi-mode , Ch2=1300nm single-mode |  | Ch1=850nm multi-mode , Ch2=1300nm single-mode | Ch1=850nm multi-mode , Ch2=1300nm single-mode | Ch1=850nm multi-mode , Ch2=1300nm single-mode | Ch1=850nm multi-mode , Ch2=1300nm single-mode | Ch1=850nm multi-mode , Ch2=1300nm single-mode | Ch1=850nm multi-mode , Ch2=1300nm single-mode | Ch1=850nm multi-mode , Ch2=1300nm single-mode | Ch1=850nm multi-mode , Ch2=1300nm single-mode | Ch1=850nm multi-mode , Ch2=1300nm single-mode | Ch1=850nm multi-mode , Ch2=1300nm single-mode | Ch1=850nm multi-mode , Ch2=1300nm single-mode | Ch1=850nm multi-mode , Ch2=1300nm single-mode | Ch1=850nm multi-mode , Ch2=1300nm single-mode | Ch1=850nm multi-mode , Ch2=1300nm single-mode | Ch1=850nm multi-mode , Ch2=1300nm single-mode | Ch1=850nm multi-mode , Ch2=1300nm single-mode | Ch1=850nm multi-mode , Ch2=1300nm single-mode | Ch1=850nm multi-mode , Ch2=1300nm single-mode
[12 empty] | Ch1=850nm multi-mode , Ch2=1300nm multi-mode | Ch1=850nm multi-mode , Ch2=1300nm multi-mode |  | Ch1=850nm multi-mode , Ch2=1300nm multi-mode |  |  | Ch1=850nm multi-mode , Ch2=1300nm multi-mode | Ch1=850nm multi-mode , Ch2=1300nm multi-mode |  | Ch1=850nm multi-mode , Ch2=1300nm multi-mode | Ch1=850nm multi-mode , Ch2=1300nm multi-mode | Ch1=850nm multi-mode , Ch2=1300nm multi-mode | Ch1=850nm multi-mode , Ch2=1300nm multi-mode | Ch1=850nm multi-mode , Ch2=1300nm multi-mode | Ch1=850nm multi-mode , Ch2=1300nm multi-mode | Ch1=850nm multi-mode , Ch2=1300nm multi-mode | Ch1=850nm multi-mode , Ch2=1300nm multi-mode | Ch1=850nm multi-mode , Ch2=1300nm multi-mode | Ch1=850nm multi-mode , Ch2=1300nm multi-mode | Ch1=850nm multi-mode , Ch2=1300nm multi-mode | Ch1=850nm multi-mode , Ch2=1300nm multi-mode | Ch1=850nm multi-mode , Ch2=1300nm multi-mode | Ch1=850nm multi-mode , Ch2=1300nm multi-mode | Ch1=850nm multi-mode , Ch2=1300nm multi-mode | Ch1=850nm multi-mode , Ch2=1300nm multi-mode | Ch1=850nm multi-mode , Ch2=1300nm multi-mode | Ch1=850nm multi-mode , Ch2=1300nm multi-mode
[12 empty] | Ch1=850nm multi-mode , Ch2=1550nm single-mode | Ch1=850nm multi-mode , Ch2=1550nm single-mode |  | Ch1=850nm multi-mode , Ch2=1550nm single-mode |  |  | Ch1=850nm multi-mode , Ch2=1550nm single-mode | Ch1=850nm multi-mode , Ch2=1550nm single-mode |  | Ch1=850nm multi-mode , Ch2=1550nm single-mode | Ch1=850nm multi-mode , Ch2=1550nm single-mode | Ch1=850nm multi-mode , Ch2=1550nm single-mode | Ch1=850nm multi-mode , Ch2=1550nm single-mode | Ch1=850nm multi-mode , Ch2=1550nm single-mode | Ch1=850nm multi-mode , Ch2=1550nm single-mode | Ch1=850nm multi-mode , Ch2=1550nm single-mode | Ch1=850nm multi-mode , Ch2=1550nm single-mode | Ch1=850nm multi-mode , Ch2=1550nm single-mode | Ch1=850nm multi-mode , Ch2=1550nm single-mode | Ch1=850nm multi-mode , Ch2=1550nm single-mode | Ch1=850nm multi-mode , Ch2=1550nm single-mode | Ch1=850nm multi-mode , Ch2=1550nm single-mode | Ch1=850nm multi-mode , Ch2=1550nm single-mode | Ch1=850nm multi-mode , Ch2=1550nm single-mode | Ch1=850nm multi-mode , Ch2=1550nm single-mode | Ch1=850nm multi-mode , Ch2=1550nm single-mode | Ch1=850nm multi-mode , Ch2=1550nm single-mode
[12 empty] | Ch1=1300nm single-mode , Ch2=850nm multi-mode | Ch1=1300nm single-mode , Ch2=850nm multi-mode |  | Ch1=1300nm single-mode , Ch2=850nm multi-mode |  |  | Ch1=1300nm single-mode , Ch2=850nm multi-mode | Ch1=1300nm single-mode , Ch2=850nm multi-mode |  | Ch1=1300nm single-mode , Ch2=850nm multi-mode | Ch1=1300nm single-mode , Ch2=850nm multi-mode | Ch1=1300nm single-mode , Ch2=850nm multi-mode | Ch1=1300nm single-mode , Ch2=850nm multi-mode | Ch1=1300nm single-mode , Ch2=850nm multi-mode | Ch1=1300nm single-mode , Ch2=850nm multi-mode | Ch1=1300nm single-mode , Ch2=850nm multi-mode | Ch1=1300nm single-mode , Ch2=850nm multi-mode | Ch1=1300nm single-mode , Ch2=850nm multi-mode | Ch1=1300nm single-mode , Ch2=850nm multi-mode | Ch1=1300nm single-mode , Ch2=850nm multi-mode | Ch1=1300nm single-mode , Ch2=850nm multi-mode | Ch1=1300nm single-mode , Ch2=850nm multi-mode | Ch1=1300nm single-mode , Ch2=850nm multi-mode | Ch1=1300nm single-mode , Ch2=850nm multi-mode | Ch1=1300nm single-mode , Ch2=850nm multi-mode | Ch1=1300nm single-mode , Ch2=850nm multi-mode | Ch1=1300nm single-mode , Ch2=850nm multi-mode
[12 empty] | Ch1=1300nm single-mode , Ch2=850nm multi-mode | Ch1=1300nm single-mode , Ch2=850nm multi-mode |  | Ch1=1300nm single-mode , Ch2=850nm multi-mode |  |  | Ch1=1300nm single-mode , Ch2=850nm multi-mode | Ch1=1300nm single-mode , Ch2=850nm multi-mode |  | Ch1=1300nm single-mode , Ch2=850nm multi-mode | Ch1=1300nm single-mode , Ch2=850nm multi-mode | Ch1=1300nm single-mode , Ch2=850nm multi-mode | Ch1=1300nm single-mode , Ch2=850nm multi-mode | Ch1=1300nm single-mode , Ch2=850nm multi-mode | Ch1=1300nm single-mode , Ch2=850nm multi-mode | Ch1=1300nm single-mode , Ch2=850nm multi-mode | Ch1=1300nm single-mode , Ch2=850nm multi-mode | Ch1=1300nm single-mode , Ch2=850nm multi-mode | Ch1=1300nm single-mode , Ch2=850nm multi-mode | Ch1=1300nm single-mode , Ch2=850nm multi-mode | Ch1=1300nm single-mode , Ch2=850nm multi-mode | Ch1=1300nm single-mode , Ch2=850nm multi-mode | Ch1=1300nm single-mode , Ch2=850nm multi-mode | Ch1=1300nm single-mode , Ch2=850nm multi-mode | Ch1=1300nm single-mode , Ch2=850nm multi-mode | Ch1=1300nm single-mode , Ch2=850nm multi-mode | Ch1=1300nm single-mode , Ch2=850nm multi-mode
[12 empty] | Ch1=1550nm single-mode , Ch2=850nm multi-mode | Ch1=1550nm single-mode , Ch2=850nm multi-mode |  | Ch1=1550nm single-mode , Ch2=850nm multi-mode |  |  | Ch1=1550nm single-mode , Ch2=850nm multi-mode | Ch1=1550nm single-mode , Ch2=850nm multi-mode |  | Ch1=1550nm single-mode , Ch2=850nm multi-mode | Ch1=1550nm single-mode , Ch2=850nm multi-mode | Ch1=1550nm single-mode , Ch2=850nm multi-mode | Ch1=1550nm single-mode , Ch2=850nm multi-mode | Ch1=1550nm single-mode , Ch2=850nm multi-mode | Ch1=1550nm single-mode , Ch2=850nm multi-mode | Ch1=1550nm single-mode , Ch2=850nm multi-mode | Ch1=1550nm single-mode , Ch2=850nm multi-mode | Ch1=1550nm single-mode , Ch2=850nm multi-mode | Ch1=1550nm single-mode , Ch2=850nm multi-mode | Ch1=1550nm single-mode , Ch2=850nm multi-mode | Ch1=1550nm single-mode , Ch2=850nm multi-mode | Ch1=1550nm single-mode , Ch2=850nm multi-mode | Ch1=1550nm single-mode , Ch2=850nm multi-mode | Ch1=1550nm single-mode , Ch2=850nm multi-mode | Ch1=1550nm single-mode , Ch2=850nm multi-mode | Ch1=1550nm single-mode , Ch2=850nm multi-mode | Ch1=1550nm single-mode , Ch2=850nm multi-mode
|  | E | E | E | E | E | E | E | E | E | E | F | F | E | F | E | E | F | F | A | F | F | F | F | F | F | F | F | F | F | F | F | F | F | F | F | F | F
|  | E | E | E | E | E | E | E | E | E | E | G | G | E | G | E | E | G | G | A | G | G | G | G | G | G | G | G | G | G | G | G | G | G | G | G | G | G
|  | E | E | E | E | E | E | E | E | E | E | H | H | E | H | E | E | H | H | A | H | H | H | H | H | H | H | H | H | H | H | H | H | H | H | H | H | H
|  | E | E | E | E | E | E | E | E | E | E | J | J | E | J | E | E | J | J | A | J | J | J | J | J | J | J | J | J | J | J | J | J | J | J | J | J | J
|  | E | E | E | E | E | E | E | E | E | E | K | K | E | K | E | E | K | K | A | K | K | K | K | K | K | K | K | K | K | K | K | K | K | K | K | K | K
|  | E | E | E | E | E | E | E | E | E | E | L | L | E | L | E | E | L | L | A | L | L | L | L | L | L | L | L | L | L | L | L | L | L | L | L | L | L
|  | E | E | E | E | E | E | E | E | E | E | M | M | E | M | E | E | M | M | A | M | M | M | M | M | M | M | M | M | M | M | M | M | M | M | M | M | M
|  | E | E | E | E | E | E | E | E | E | E | R | R | E | R | E | E | R | R | A | R | R | R | R | R | R | R | R | R | R | R | R | R | R | R | R | R | R
Hardware options |  | Standard Version | Standard Version | Standard Version | Standard Version | Standard Version | Standard Version | Standard Version | Standard Version | Standard Version | Standard Version | Standard - None | Standard - None | Standard Version | Standard - None | Standard Version | Standard Version | Standard - None | Standard - None | Standard Version | Standard - None | Standard - None | Standard - None | Standard - None | Standard - None | Standard - None | Standard - None | Standard - None | Standard - None | Standard - None | Standard - None | Standard - None | Standard - None | Standard - None | Standard - None | Standard - None | Standard - None | Standard - None
|  | IRIG-Input | IRIG-Input | IRIG-Input | IRIG-Input | IRIG-Input | IRIG-Input | IRIG-Input | IRIG-Input | IRIG-Input | IRIG-Input | IRIG-B Only | IRIG-B Only | IRIG-Input | IRIG-B Only | IRIG-Input | IRIG-Input | IRIG-B Only (Modulated) | IRIG-B Only (Modulated) | IRIG-Input | IRIG-B Only (Modulated) | IRIG-B Only (Modulated) | IRIG-B Only (Modulated) | IRIG-B Only (Modulated) | IRIG-B Only (Modulated) | IRIG-B Only (Modulated) | IRIG-B only (Modulated) | IRIG-B only (Modulated) | IRIG-B only (Modulated) | IRIG-B only (Modulated) | IRIG-B only (Modulated) | IRIG-B only (Modulated) | IRIG-B only (Modulated) | IRIG-B only (Modulated) | IRIG-B only (Modulated) | IRIG-B only (Modulated) | IRIG-B only (Modulated) | IRIG-B only (Modulated)
|  | Fibre optic convertor (IEC60870-5-103) (Withdrawn) | Fibre optic convertor (IEC60870-5-103) (Withdrawn) | Fibre optic convertor (IEC60870-5-103) (Withdrawn) | Fibre optic convertor (IEC60870-5-103) (Withdrawn) | Fibre optic convertor (IEC60870-5-103) (Withdrawn) | Fibre optic convertor (IEC60870-5-103) (Withdrawn) | Fibre optic convertor (IEC60870-5-103) (Withdrawn) | Fibre optic convertor (IEC60870-5-103) (Withdrawn) | Fibre optic convertor (IEC60870-5-103) (Withdrawn) | Fibre optic convertor (IEC60870-5-103) (Withdrawn) | Fibre Optic Converter Only (Withdrawn) | Fibre Optic Converter Only (Withdrawn) | Fibre optic convertor (IEC60870-5-103) (Withdrawn) | Fibre Optic Converter Only (Withdrawn) | Fibre optic convertor (IEC60870-5-103) (Withdrawn) | Fibre optic convertor (IEC60870-5-103) (Withdrawn) | Fibre Optic Converter Only (Withdrawn) | Fibre Optic Converter Only (Withdrawn) | Fibre optic convertor (IEC60870-5-103) | Fibre Optic Converter Only (Withdrawn) | Fibre Optic Converter Only (Withdrawn) | Fibre Optic Converter Only (Withdrawn) | Fibre Optic Converter Only (Withdrawn) | Fibre Optic Converter Only (Withdrawn) | Fibre Optic Converter Only (Withdrawn) | Fibre Optic Converter Only (Withdrawn) | Fibre Optic Converter Only (Withdrawn) | Fibre Optic Converter Only (Withdrawn) | Fibre Optic Converter Only (Withdrawn) | Fibre Optic Converter Only (Withdrawn) | Fibre Optic Converter Only (Withdrawn) | Fibre Optic Converter Only (Withdrawn) | Fibre Optic Converter Only (Withdrawn) | Fibre Optic Converter Only (Withdrawn) | Fibre Optic Converter Only (Withdrawn) | IRIG-B (Modulated) & Fibre Optic Converter | IRIG-B (Modulated) & Fibre Optic Converter
|  | IRIG-B input and Fibre optic convertor (IEC60870-5-103) | IRIG-B input and Fibre optic convertor (IEC60870-5-103) | IRIG-B input and Fibre optic convertor (IEC60870-5-103) | IRIG-B input and Fibre optic convertor (IEC60870-5-103) | IRIG-B input and Fibre optic convertor (IEC60870-5-103) | IRIG-B input and Fibre optic convertor (IEC60870-5-103) | IRIG-B input and Fibre optic convertor (IEC60870-5-103) | IRIG-B input and Fibre optic convertor (IEC60870-5-103) | IRIG-B input and Fibre optic convertor (IEC60870-5-103) | IRIG-B input and Fibre optic convertor (IEC60870-5-103) | IRIG-B (Modulated) & Fibre Optic Converter | IRIG-B (Modulated) & Fibre Optic Converter | IRIG-B input and Fibre optic convertor (IEC60870-5-103) | IRIG-B (Modulated) & Fibre Optic Converter | IRIG-B input and Fibre optic convertor (IEC60870-5-103) | IRIG-B input and Fibre optic convertor (IEC60870-5-103) | IRIG-B (Modulated) & Fibre Optic Converter | IRIG-B (Modulated) & Fibre Optic Converter | IRIG-B input and Fibre optic convertor (IEC60870-5-103) | IRIG-B (Modulated) & Fibre Optic Converter | IRIG-B (Modulated) & Fibre Optic Converter | IRIG-B (Modulated) & Fibre Optic Converter | IRIG-B (Modulated) & Fibre Optic Converter | IRIG-B (Modulated) & Fibre Optic Converter | IRIG-B (Modulated) & Fibre Optic Converter | IRIG-B (Modulated) & Fibre Optic Converter | IRIG-B (Modulated) & Fibre Optic Converter | IRIG-B (Modulated) & Fibre Optic Converter | IRIG-B (Modulated) & Fibre Optic Converter | IRIG-B (Modulated) & Fibre Optic Converter | IRIG-B (Modulated) & Fibre Optic Converter | IRIG-B (Modulated) & Fibre Optic Converter | IRIG-B (Modulated) & Fibre Optic Converter | IRIG-B (Modulated) & Fibre Optic Converter | IRIG-B (Modulated) & Fibre Optic Converter | IRIG-B (Un-modulated) - Withdrawn | IRIG-B (Un-modulated) - Withdrawn
|  | Rear Comms | Rear Comms | Rear Comms | Rear Comms | Rear Comms | Rear Comms | Rear Comms | Rear Comms | Rear Comms | Rear Comms | Ethernet (100Mbps) | Ethernet (100Mbps) | Rear Comms | Ethernet (100Mbps) | Rear Comms | Rear Comms | Second Rear Comms + InterMiCOM | Ethernet (100Mbit/s) | Rear Comms | Ethernet (100Mbit/s) | Ethernet (100Mbit/s) | Ethernet (100Mbit/s) | Ethernet (100Mbit/s) | Ethernet (100Mbit/s) | Ethernet (100Mbit/s) | Ethernet (100Mbit/s) | Ethernet (100Mbit/s) | Ethernet (100Mbit/s) | Ethernet (100Mbit/s) | Ethernet (100Mbit/s) | Ethernet (100Mbit/s) | Ethernet (100Mbit/s) | Ethernet (100Mbit/s) | Ethernet (100Mbit/s) | Ethernet (100Mbit/s) | InterMiCOM + Courier Rear Port - Withdrawn | InterMiCOM + Courier Rear Port - Withdrawn - Withdrawn
|  | Rear Comms + IRIG-B | Rear Comms + IRIG-B | Rear Comms + IRIG-B | Rear Comms + IRIG-B | Rear Comms + IRIG-B | Rear Comms + IRIG-B | Rear Comms + IRIG-B | Rear Comms + IRIG-B | Rear Comms + IRIG-B | Rear Comms + IRIG-B | Second Rear Comms | Second Rear Comms + InterMiCOM | Rear Comms + IRIG-B | Second Rear Comms + InterMiCOM | Rear Comms + IRIG-B | Rear Comms + IRIG-B | IRIG-B (Modulated) + Second Rear Comms + InterMiCOM | Second Rear Comms + InterMiCOM | Rear Comms + IRIG-B | Second Rear Comms + InterMiCOM | Second Rear Comms + InterMiCOM | Second Rear Comms + InterMiCOM | Second Rear Comms + InterMiCOM | Second Rear Comms + InterMiCOM | Second Rear Comms + InterMiCOM | Ethernet (100Mbit/s) plus IRIG-B (Modulated) | Ethernet (100Mbit/s) plus IRIG-B (Modulated) | Ethernet (100Mbit/s) plus IRIG-B (Modulated) | Ethernet (100Mbit/s) plus IRIG-B (Modulated) | Ethernet (100Mbit/s) plus IRIG-B (Modulated) | Ethernet (100Mbit/s) plus IRIG-B (Modulated) | Ethernet (100Mbit/s) plus IRIG-B (Modulated) | Ethernet (100Mbit/s) plus IRIG-B (Modulated) | Ethernet (100Mbit/s) plus IRIG-B (Modulated) | Ethernet (100Mbit/s) plus IRIG-B (Modulated) | InterMiCOM + Courier Rear Port + IRIG-B modulated | InterMiCOM + Courier Rear Port + IRIG-B modulated
[12 empty] | IRIG-B (Modulated) + Second Rear Comms | IRIG-B (Modulated) + Second Rear Comms + InterMiCOM |  | IRIG-B (Modulated) + Second Rear Comms + InterMiCOM |  |  | IRIG-B (Un-modulated) (Only On Suffix "K" Relays) | IRIG-B (Modulated) + Second Rear Comms + InterMiCOM |  | IRIG-B (Modulated) + Second Rear Comms + InterMiCOM | IRIG-B (Modulated) + Second Rear Comms + InterMiCOM | IRIG-B (Modulated) + Second Rear Comms + InterMiCOM | IRIG-B (Modulated) + Second Rear Comms + InterMiCOM | IRIG-B (Modulated) + Second Rear Comms + InterMiCOM | IRIG-B (Modulated) + Second Rear Comms + InterMiCOM | Ethernet (100Mbit/s) plus IRIG-B (Un-modulated) | Ethernet (100Mbit/s) plus IRIG-B (Un-modulated) | Ethernet (100Mbit/s) plus IRIG-B (Un-modulated) | Ethernet (100Mbit/s) plus IRIG-B (Un-modulated) | Ethernet (100Mbit/s) plus IRIG-B (Un-modulated) | Ethernet (100Mbit/s) plus IRIG-B (Un-modulated) | Ethernet (100Mbit/s) plus IRIG-B (Un-modulated) | Ethernet (100Mbit/s) plus IRIG-B (Un-modulated) | Ethernet (100Mbit/s) plus IRIG-B (Un-modulated) | Ethernet (100Mbit/s) plus IRIG-B (Un-modulated) | Redundant Ethernet PRP/HSR/RSTP/Failover, 2 multi-mode fibre ports + Modulated/Un-Modulated IRIG-B (withdrawn) | Redundant Ethernet PRP/HSR/RSTP/Failover, 2 multi-mode fibre ports + Modulated/Un-Modulated IRIG-B (withdrawn)
[12 empty] | Ethernet (100Mhz) plus IRIG-B (Modulated) (Only On "K" Suffix Relays) | Ethernet (100Mhz) plus IRIG-B (Modulated) (Only On "K" Suffix Relays) |  | Ethernet (100Mhz) plus IRIG-B (Modulated) (Only On "K" Suffix Relays) |  |  |  | Ethernet (100Mbit/s) plus IRIG-B (Modulated) (Only On "K" Suffix Relays) |  | Ethernet (100Mbit/s) plus IRIG-B (Modulated) (Only On "K" Suffix Relays) | Ethernet (100Mbit/s) plus IRIG-B (Modulated) (Only On "K" Suffix Relays) | Ethernet (100Mbit/s) plus IRIG-B (Modulated) (Only On "K" Suffix Relays) | Ethernet (100Mbit/s) plus IRIG-B (Modulated) (Only On "K" Suffix Relays) | Ethernet (100Mbit/s) plus IRIG-B (Modulated) (Only On "K" Suffix Relays) | Ethernet (100Mbit/s) plus IRIG-B (Modulated) (Only On "K" Suffix Relays) | IRIG-B (Un-modulated) - Withdrawn | IRIG-B (Un-modulated) - Withdrawn | IRIG-B (Un-modulated) - Withdrawn | IRIG-B (Un-modulated) - Withdrawn | IRIG-B (Un-modulated) - Withdrawn | IRIG-B (Un-modulated) - Withdrawn | IRIG-B (Un-modulated) - Withdrawn | IRIG-B (Un-modulated) - Withdrawn | IRIG-B (Un-modulated) - Withdrawn | IRIG-B (Un-modulated) - Withdrawn | Redundant Ethernet PRP/HSR/RSTP/Failover, 2 copper ports RJ45 + Modulated/Un-Modulated IRIG-B (withdrawn) | Redundant Ethernet PRP/HSR/RSTP/Failover, 2 copper ports RJ45 + Modulated/Un-Modulated IRIG-B (withdrawn)
[12 empty] | Ethernet (100Mhz) plus IRIG-B (Un-modulated) (Only On "K" Suffix Relays) | Ethernet (100Mhz) plus IRIG-B (Un-modulated) (Only On "K" Suffix Relays) |  | Ethernet (100Mhz) plus IRIG-B (Un-modulated) (Only On "K" Suffix Relays) |  |  |  | Ethernet (100Mbit/s) plus IRIG-B (Un-modulated) (Only On "K" Suffix Relays) |  | Ethernet (100Mbit/s) plus IRIG-B (Un-modulated) (Only On "K" Suffix Relays) | Ethernet (100Mbit/s) plus IRIG-B (Un-modulated) (Only On "K" Suffix Relays) | Ethernet (100Mbit/s) plus IRIG-B (Un-modulated) (Only On "K" Suffix Relays) | Ethernet (100Mbit/s) plus IRIG-B (Un-modulated) (Only On "K" Suffix Relays) | Ethernet (100Mbit/s) plus IRIG-B (Un-modulated) (Only On "K" Suffix Relays) | Ethernet (100Mbit/s) plus IRIG-B (Un-modulated) (Only On "K" Suffix Relays) | InterMiCOM + Courier Rear Port - Withdrawn | InterMiCOM + Courier Rear Port - Withdrawn | InterMiCOM + Courier Rear Port - Withdrawn | InterMiCOM + Courier Rear Port - Withdrawn | InterMiCOM + Courier Rear Port - Withdrawn | InterMiCOM + Courier Rear Port - Withdrawn | InterMiCOM + Courier Rear Port - Withdrawn | InterMiCOM + Courier Rear Port - Withdrawn | InterMiCOM + Courier Rear Port - Withdrawn | InterMiCOM + Courier Rear Port - Withdrawn | Redundant Ethernet PRP/HSR/RSTP/Failover, 1 copper port RJ45 + 1 multi-mode fibre port + Modulated/Un-Modulated IRIG-B (withdrawn) | Redundant Ethernet PRP/HSR/RSTP/Failover, 1 copper port RJ45 + 1 multi-mode fibre port + Modulated/Un-Modulated IRIG-B (withdrawn)
[12 empty] | IRIG-B (Un-modulated) (Only On Suffix "K" Relays) | IRIG-B (Un-modulated) (Only On Suffix "K" Relays) |  | IRIG-B (Un-modulated) (Only On Suffix "K" Relays) |  |  |  | IRIG-B (Un-modulated) (Only On Suffix "K" Relays) |  | IRIG-B (Un-modulated) (Only On Suffix "K" Relays) | IRIG-B (Un-modulated) (Only On Suffix "K" Relays) | IRIG-B (Un-modulated) (Only On Suffix "K" Relays) | IRIG-B (Un-modulated) (Only On Suffix "K" Relays) | IRIG-B (Un-modulated) (Only On Suffix "K" Relays) | IRIG-B (Un-modulated) - Withdrawn | InterMiCOM + Courier Rear Port + IRIG-B modulated | InterMiCOM + Courier Rear Port + IRIG-B modulated | InterMiCOM + Courier Rear Port + IRIG-B modulated | InterMiCOM + Courier Rear Port + IRIG-B modulated | InterMiCOM + Courier Rear Port + IRIG-B modulated | InterMiCOM + Courier Rear Port + IRIG-B modulated | InterMiCOM + Courier Rear Port + IRIG-B modulated | InterMiCOM + Courier Rear Port + IRIG-B modulated | InterMiCOM + Courier Rear Port + IRIG-B modulated | InterMiCOM + Courier Rear Port + IRIG-B modulated
|  | 1 | 1 | 1 | 1 | 1 | 1 | 1 | 1 | 1 | 1 | 1 | 1 | 1 | 1 | 1 | 1 | 1 | 1 | 1 | 1 | 1 | 1 | 1 | 1 | 1 | 1 | 1 | 1 | 1 | 1 | 1 | 1 | 1 | 1 | 1 | 1 | 1
|  | 2 | 2 | 2 | 2 | 2 | 2 | 2 | 2 | 2 | 2 | 2 | 2 | 2 | 2 | 2 | 2 | 2 | 2 | 2 | 2 | 2 | 2 | 2 | 2 | 2 | 2 | 2 | 2 | 2 | 2 | 2 | 2 | 2 | 2 | 2 | 2 | 2
|  | * | * | * | * | * | * | * | * | * | * | * | * | * | * | * | * | * | * | * | * | * | * | * | * | * | * | * | * | * | * | * | * | * | * | * | 4 | 4
|  | 4 | 4 | 4 | 4 | 4 | 4 | 4 | 4 | 4 | 4 | 4 | 4 | 4 | 4 | 4 | 4 | 4 | 4 | 4 | 4 | 4 | 4 | 4 | 4 | 4 | 4 | 4 | 4 | 4 | 4 | 4 | 4 | 4 | 4 | 4 | * | *
|  | 7 | 7 | 7 | 7 | 7 | 7 | 7 | 7 | 7 | 7 | 6 | 6 | 7 | 6 | 7 | 7 | 7 | 6 | 7 | 6 | 6 | 6 | 6 | 6 | 6 | 6 | 6 | 6 | 6 | 6 | 6 | 6 | 6 | 6 | 6 | * | *
|  | 8 | 8 | 8 | 8 | 8 | 8 | 8 | 8 | 8 | 8 | 7 | 7 | 8 | 7 | 8 | 8 | 8 | 7 | 8 | 7 | 7 | 7 | 7 | 7 | 7 | A | A | A | A | A | A | A | A | A | A | F | F
|  | 8 | 8 | 8 | 8 | 8 | 8 | 8 | 8 | 8 | 8 | 8 | 8 |  | 8 |  | 8 | C | 8 | 8 | 8 | 8 | 8 | 8 | 8 | 8 | B | B | B | B | B | B | B | B | B | B | * | *
|  | 8 | 8 | 8 | 8 | 8 | 8 | 8 | 8 | 8 | 8 | A | A |  | A |  | 8 | C | A | 8 | A | A | A | A | A | A | * | * | * | * | * | * | * | * | * | * | * | *
|  | 8 | 8 | 8 | 8 | 8 | 8 | 8 | 8 | 8 | 8 | B | B |  | B |  | 8 | C | B | 8 | B | B | B | B | B | B | * | * | * | * | * | * | * | * | * | * | * | *
|  | 8 | 8 | 8 | 8 | 8 | 8 | 8 | 8 | 8 | 8 | C | C |  | C |  | 8 | C | C | 8 | C | C | C | C | C | * | F | F | F | F | F | F | F | F | F | F | * | *
Connection Diagram (Documents) |  | 10P44302 | 10P44302 | 10P44302 | 10P44302 | 10P44302 | 10P44302 | 10P44302 | 10P44302 | 10P44302 | 10P44302 | 10P44304 | 10P44304 | 10P44304 | 10P44304 | 10P44304 | 10P44301 | 10P44303 | 10P44303 | 10P44307 | 10P44303 | 10P44303 | 10P44303 | 10P44303 | 10P44303 | 10P44303 | 10P44303 | 10P44303 | 10P44303 | 10P44303 | 10P44303 | 10P44303 | 10P44303 | 10P44303 | 10P44303 | 10P44303 | 10P44303 | 10P44303
|  | 10P44301 | 10P44301 | 10P44301 | 10P44301 | 10P44301 | 10P44301 | 10P44301 | 10P44301 | 10P44301 | 10P44301 | 10P44303 | 10P44303 | 10P44303 | 10P44303 | 10P44303 | 10P44302 | 10P44304 | 10P44304 | 10P44307 | 10P44304 | 10P44304 | 10P44304 | 10P44304 | 10P44304 | 10P44304 | 10P44304 | 10P44304 | 10P44304 | 10P44304 | 10P44304 | 10P44304 | 10P44304 | 10P44304 | 10P44304 | 10P44304 | 10P44304 | 10P44304
|  | 10P443?? Sheet ? | 10P443?? Sheet ? | 10P443?? Sheet ? | 10P443?? | 10P443?? | 10P443?? | 10P443?? | 10P443?? | 10P443?? | 10P443?? | 10P443?? | 10P443?? | 10P443?? | 10P443?? | 10P443?? | 10P443?? | 10P44306 | 10P44306 | 10P44307 | 10P44306 | 10P44306 | 10P44306 | 10P44306 | 10P44306 | 10P44306 | 10P44306 | 10P44306 | 10P44306 | 10P44306 | 10P44306 | 10P44306 | 10P44306 | 10P44306 | 10P44306 | 10P44306 | 10P44306 | 10P44306
|  | 10P443?? Sheet ? | 10P443?? Sheet ? | 10P443?? Sheet ? | 10P443?? | 10P443?? | 10P443?? | 10P443?? | 10P443?? | 10P443?? | 10P443?? | 10P443?? | 10P443?? | 10P443?? | 10P443?? | 10P443?? | 10P443?? | 10P44305 | 10P44305 | 10P44307 | 10P44305 | 10P44305 | 10P44305 | 10P44305 | 10P44305 | 10P44305 | 10P44305 | 10P44305 | 10P44305 | 10P44305 | 10P44305 | 10P44305 | 10P44305 | 10P44305 | 10P44305 | 10P44305 | 10P44305 | 10P44305
Product options - 5 (of 5) |  | F J N R V C G K O S W D H L P T X: 32 inputs and 32-standard outputs; F J N R V C G K O S W D H L P T X: 32 inputs and 32-standard outputs; Y Y Y Y Y Y Y Y Y Y Y Y Y Y Y Y Y: 32 inputs and 32-standard outputs; F J N R V C G K O S W D H L P T X: 32 inputs and 32-standard outputs; F J N R V C G K O S W D H L P T X: 32 inputs and 32-standard outputs; F J N R V C G K O S W D H L P T X: 32 inputs and 32-standard outputs; F J N R V C G K O S W D H L P T X: 32 inputs and 32-standard outputs; F J N R V C G K O S W D H L P T X: 32 inputs and 32-standard outputs; F J N R V C G K O S W D H L P T X: 32 inputs and 32-standard outputs; F J N R V C G K O S W D H L P T X: 32 inputs and 32-standard outputs; F J N R V C G K O S W D H L P T X: 32 inputs and 32-standard outputs; F J N R V C G K O S W D H L P T X: 32 inputs and 32-standard outputs; F J N R V C G K O S W D H L P T X: 32 inputs and 32-standard outputs; F J N R V C G K O S W D H L P T X: 32 inputs and 32-standard outputs; F J N R V C G K O S W D H L P T X: 32 inputs and 32-standard outputs; F J N R V C G K O S W D H L P T X: 32 inputs and 32-standard outputs; F J N R V C G K O S W D H L P T X: 32 inputs and 32-standard outputs; F J N R V C G K O S W D H L P T X: 32 inputs and 32-standard outputs; F J N R V C G K O S W D H L P T X: 32 inputs and 32-standard outputs; F J N R V C G K O S W D H L P T X: 32 inputs and 32-standard outputs; F J N R V C G K O S W D H L P T X: 32 inputs and 32-standard outputs
|  | * | * | * | * | * | * | * | * | * | * | * | * | * | * | * | * | Y | Y | Y | Y | Y | Y | Y | Y | Y | Y | Y | Y | Y | Y | Y | Y | Y | Y | Y | Y | Y
[19 empty] | Ch1=850nm multi-mode , Ch2=1300nm single-mode |  | Ch1=850nm multi-mode , Ch2=1300nm single-mode | Ch1=850nm multi-mode , Ch2=1300nm single-mode | Ch1=850nm multi-mode , Ch2=1300nm single-mode | Ch1=850nm multi-mode , Ch2=1300nm single-mode | Ch1=850nm multi-mode , Ch2=1300nm single-mode | Ch1=850nm multi-mode , Ch2=1300nm single-mode | Ch1=850nm multi-mode , Ch2=1300nm single-mode | Ch1=850nm multi-mode , Ch2=1300nm single-mode | Ch1=850nm multi-mode , Ch2=1300nm single-mode | Ch1=850nm multi-mode , Ch2=1300nm single-mode | Ch1=850nm multi-mode , Ch2=1300nm single-mode | Ch1=850nm multi-mode , Ch2=1300nm single-mode | Ch1=850nm multi-mode , Ch2=1300nm single-mode | Ch1=850nm multi-mode , Ch2=1300nm single-mode | Ch1=850nm multi-mode , Ch2=1300nm single-mode | Ch1=850nm multi-mode , Ch2=1300nm single-mode | Ch1=850nm multi-mode , Ch2=1300nm single-mode | Ch1=850nm multi-mode , Ch2=1300nm single-mode
[19 empty] | Ch1=1300nm single-mode , Ch2=850nm multi-mode |  | Ch1=1300nm single-mode , Ch2=850nm multi-mode | Ch1=1300nm single-mode , Ch2=850nm multi-mode | Ch1=1300nm single-mode , Ch2=850nm multi-mode | Ch1=1300nm single-mode , Ch2=850nm multi-mode | Ch1=1300nm single-mode , Ch2=850nm multi-mode | Ch1=1300nm single-mode , Ch2=850nm multi-mode | Ch1=1300nm single-mode , Ch2=850nm multi-mode | Ch1=1300nm single-mode , Ch2=850nm multi-mode | Ch1=1300nm single-mode , Ch2=850nm multi-mode | Ch1=1300nm single-mode , Ch2=850nm multi-mode | Ch1=1300nm single-mode , Ch2=850nm multi-mode | Ch1=1300nm single-mode , Ch2=850nm multi-mode | Ch1=1300nm single-mode , Ch2=850nm multi-mode | Ch1=1300nm single-mode , Ch2=850nm multi-mode | Ch1=1300nm single-mode , Ch2=850nm multi-mode | Ch1=1300nm single-mode , Ch2=850nm multi-mode | Ch1=1300nm single-mode , Ch2=850nm multi-mode | Ch1=1300nm single-mode , Ch2=850nm multi-mode
[19 empty] | Ch1=850nm multi-mode , Ch2=1300nm multi-mode |  | Ch1=850nm multi-mode , Ch2=1300nm multi-mode | Ch1=850nm multi-mode , Ch2=1300nm multi-mode | Ch1=850nm multi-mode , Ch2=1300nm multi-mode | Ch1=850nm multi-mode , Ch2=1300nm multi-mode | Ch1=850nm multi-mode , Ch2=1300nm multi-mode | Ch1=850nm multi-mode , Ch2=1300nm multi-mode | Ch1=850nm multi-mode , Ch2=1300nm multi-mode | Ch1=850nm multi-mode , Ch2=1300nm multi-mode | Ch1=850nm multi-mode , Ch2=1300nm multi-mode | Ch1=850nm multi-mode , Ch2=1300nm multi-mode | Ch1=850nm multi-mode , Ch2=1300nm multi-mode | Ch1=850nm multi-mode , Ch2=1300nm multi-mode | Ch1=850nm multi-mode , Ch2=1300nm multi-mode | Ch1=850nm multi-mode , Ch2=1300nm multi-mode | Ch1=850nm multi-mode , Ch2=1300nm multi-mode | Ch1=850nm multi-mode , Ch2=1300nm multi-mode | Ch1=850nm multi-mode , Ch2=1300nm multi-mode | Ch1=850nm multi-mode , Ch2=1300nm multi-mode
[19 empty] | Ch1=1300nm multi-mode , Ch2=850nm multi-mode |  | Ch1=1300nm multi-mode , Ch2=850nm multi-mode | Ch1=1300nm multi-mode , Ch2=850nm multi-mode | Ch1=1300nm multi-mode , Ch2=850nm multi-mode | Ch1=1300nm multi-mode , Ch2=850nm multi-mode | Ch1=1300nm multi-mode , Ch2=850nm multi-mode | Ch1=1300nm multi-mode , Ch2=850nm multi-mode | Ch1=1300nm multi-mode , Ch2=850nm multi-mode | Ch1=1300nm multi-mode , Ch2=850nm multi-mode | Ch1=1300nm multi-mode , Ch2=850nm multi-mode | Ch1=1300nm multi-mode , Ch2=850nm multi-mode | Ch1=1300nm multi-mode , Ch2=850nm multi-mode | Ch1=1300nm multi-mode , Ch2=850nm multi-mode | Ch1=1300nm multi-mode , Ch2=850nm multi-mode | Ch1=1300nm multi-mode , Ch2=850nm multi-mode | Ch1=1300nm multi-mode , Ch2=850nm multi-mode | Ch1=1300nm multi-mode , Ch2=850nm multi-mode | Ch1=1300nm multi-mode , Ch2=850nm multi-mode | Ch1=1300nm multi-mode , Ch2=850nm multi-mode
[17 empty] | V |  | Z | Z | Z | Z | Z | Z | Z | Z | Z | Z | Z | Z | Z | Z | Z | Z | Z | Z | Z | Z
[17 empty] | V |  | 1 | 1 | 1 | 1 | 1 | 1 | 1 | 1 | 1 | 1 | 1 | 1 | 1 | 1 | 1 | 1 | 1 | 1 | 1 | 1
[17 empty] | V |  | 2 | 2 | 2 | 2 | 2 | 2 | 2 | 2 | 2 | 2 | 2 | 2 | 2 | 2 | 2 | 2 | 2 | 2 | 2 | 2
[17 empty] | V |  | 3 | 3 | 3 | 3 | 3 | 3 | 3 | 3 | 3 | 3 | 3 | 3 | 3 | 3 | 3 | 3 | 3 | 3 | 3 | 3
[17 empty] | V |  | 4 | 4 | 4 | 4 | 4 | 4 | 4 | 4 | 4 | 4 | 4 | 4 | 4 | 4 | 4 | 4 | 4 | 4 | 4 | 4
[17 empty] | V |  | 5 | 5 | 5 | 5 | 5 | 5 | 5 | 5 | 5 | 5 | 5 | 5 | 5 | 5 | 5 | 5 | 5 | 5 | 5 | 5
[17 empty] | V |  | 6 | 6 | 6 | 6 | 6 | 6 | 6 | 6 | 6 | 6 | 6 | 6 | 6 | 6 | 6 | 6 | 6 | 6 | 6 | 6
[17 empty] | V |  | 7 | 7 | 7 | 7 | 7 | 7 | 7 | 7 | 7 | 7 | 7 | 7 | 7 | 7 | 7 | 7 | 7 | 7 | 7 | 7
Software Version 54 |  | 54 : With Distance | 54 : With Distance | 54 : With Distance | 54 : With Distance | 54 : With Distance | 54 : With Distance | 54 : With Distance | 54 : With Distance | 54 : With Distance | 54 : With Distance | 54 : With Distance | 54 : With Distance | 54 : With Distance | 54 : With Distance | 54 : With Distance | 54 : With Distance | 54 : With Distance | 54 : With Distance | 54 : With Distance | 54 : With Distance | 54 : With Distance | 54 : With Distance | 55 : Withdrawn | 55 : Withdrawn | 57 : Withdrawn | 57 : Withdrawn | 57 : Withdrawn | 57 : Withdrawn | 57 : Withdrawn | 57 : Withdrawn | 57 : Withdrawn | 57 : Withdrawn | 57 : Withdrawn | 57 : Withdrawn | 57 : Withdrawn | 57 : Withdrawn | 57 : Withdrawn
|  | 52 : With Distance | 52 : With Distance | 52 : With Distance | 52 : With Distance | 52 : With Distance | 52 : With Distance | 52 : With Distance | 52 : With Distance | 52 : With Distance | 52 : With Distance | 52 : With Distance | 52 : With Distance | 52 : With Distance | 52 : With Distance | 52 : With Distance | 52 : With Distance | 52 : With Distance | 52 : With Distance | 52 : With Distance | 52 : With Distance | 52 : With Distance | 52 : With Distance | 54 : With Distance | 54 : With Distance | 55 : Withdrawn | 55 : Withdrawn | 55 : Withdrawn | 55 : Withdrawn | 55 : Withdrawn | 55 : Withdrawn | 55 : Withdrawn | 55 : Withdrawn | 55 : Withdrawn | 55 : Withdrawn | 55 : Withdrawn | 55 : Withdrawn | 55 : Withdrawn
|  | 51 : With Distance | 51 : With Distance | 51 : With Distance | 51 : With Distance | 51 : With Distance | 51 : With Distance | 51 : With Distance | 51 : With Distance | 51 : With Distance | 51 : With Distance | 51 : With Distance | 51 : With Distance | 51 : With Distance | 51 : With Distance | 51 : With Distance | 51 : With Distance | 51 : With Distance | 51 : With Distance | 51 : With Distance | 51 : With Distance | 51 : With Distance | 51 : With Distance | 52 : With Distance | 52 : With Distance | 54 : With Distance | 54 : With Distance | 54 : With Distance | 54 : With Distance | 54 : With Distance | 54 : With Distance | 54 : With Distance | 54 : With Distance | 54 : With Distance | 54 : Withdrawn | 54 : Withdrawn | 54 : Withdrawn | 54 : Withdrawn
[24 empty] | 51 : With Distance | 51 : With Distance | 52 : With Distance | 52 : With Distance | 52 : With Distance | 52 : With Distance | 52 : With Distance | 52 : With Distance | 52 : With Distance | 52 : With Distance | 52 : With Distance | 52 : Withdrawn | 52 : Withdrawn | 52 : Withdrawn | 52 : Withdrawn
[26 empty] | 51 : With Distance | 51 : With Distance | 51 : Withdrawn | 51 : Withdrawn | 51 : Withdrawn | 51 : Withdrawn | 51 : Withdrawn | 51 : Withdrawn | 51 : Withdrawn | 51 : Withdrawn | 51 : Withdrawn | 51 : Withdrawn | 51 : Withdrawn
|  | 54 | 54 | 54 | 54 | 54 | 54 | 54 | 54 | 54 | 54 | 54 | 54 | 54 | 54 | 54 | 54 | 54 | 54 | 54 | 54 | 54 | 54 | ** | ** | ** | ** | ** | ** | ** | ** | ** | ** | ** | ** | ** | ** | **
|  | 52 | 52 | 52 | 52 | 52 | 52 | 52 | 52 | 52 | 52 | 52 | 52 | 52 | 52 | 52 | 52 | 52 | 52 | 52 | 52 | 52 | 52 | 54 | 54 | ** | ** | ** | ** | ** | ** | ** | ** | ** | ** | ** | ** | **
|  | 51 | 51 | 51 | 51 | 51 | 51 | 51 | 51 | 51 | 51 | 51 | 51 | 51 | 51 | 51 | 51 | 51 | 51 | 51 | 51 | 51 | 51 | 52 | 52 | 54 | 54 | 54 | 54 | 54 | 54 | 54 | 54 | 54 | ** | ** | ** | **
[24 empty] | 51 | 51 | 52 | 52 | 52 | 52 | 52 | 52 | 52 | 52 | 52 | ** | ** | ** | **
[26 empty] | 51 | 51 | ** | ** | ** | ** | ** | ** | ** | ** | ** | ** | **
[20 empty] | No Fibre Interface | No Fibre Interface | No Fibre Interface | No Fibre Interface | No Fibre Interface | No Fibre Interface | No Fibre Interface | No Fibre Interface | No Fibre Interface | No Fibre Interface | No Fibre Interface | No Fibre Interface | No Fibre Interface | No Fibre Interface | No Fibre Interface | No Fibre Interface | No Fibre Interface | No Fibre Interface | No Fibre Interface
[23 empty] | DNP3.0 Over Ethernet | DNP3.0 Over Ethernet | DNP3.0 Over Ethernet | DNP3.0 Over Ethernet | DNP3.0 Over Ethernet | DNP3.0 Over Ethernet | DNP3.0 Over Ethernet | DNP3.0 Over Ethernet | DNP3.0 Over Ethernet | DNP3.0 Over Ethernet | DNP3.0 Over Ethernet | DNP3.0 Over Ethernet | DNP3.0 Over Ethernet | DNP3.0 Over Ethernet
|  | 7 | 7 | 7 | 7 | 7 | 7 | 7 | 7 | 7 | 7 | 7 | 7 | 7 | 7 | 7 | 7 | 7 | 7 | 7 | 7 | 7 | 8 | 8 | 8 | 8 | 8 | 8 | 8 | 8 | 8 | 8 | 8 | 8 | 8 | 8 | 7 | 7
[25 empty] | Redundant Ethernet Self-Healing Ring, 2 multi-mode fibre ports + Un-modulated IRIG-B | Redundant Ethernet RSTP, 2 multi-mode fibre ports + Modulated IRIG-B | Redundant Ethernet RSTP, 2 multi-mode fibre ports + Modulated IRIG-B |  | Redundant Ethernet RSTP, 2 multi-mode fibre ports + Modulated IRIG-B | Redundant Ethernet RSTP, 2 multi-mode fibre ports + Modulated IRIG-B | Redundant Ethernet PRP/HSR/RSTP/Failover, 2 multi-mode fibre ports + Modulated/Un-Modulated IRIG-B (withdrawn) | Redundant Ethernet PRP/HSR/RSTP/Failover, 2 multi-mode fibre ports + Modulated/Un-Modulated IRIG-B (withdrawn) | Redundant Ethernet RSTP, 2 multi-mode fibre ports + Modulated IRIG-B | Redundant Ethernet RSTP, 2 multi-mode fibre ports + Modulated IRIG-B | Redundant Ethernet RSTP, 2 multi-mode fibre ports + Modulated IRIG-B | Redundant Ethernet RSTP, 2 multi-mode fibre ports + Modulated IRIG-B
[25 empty] | Redundant Ethernet RSTP, 2 multi-mode fibre ports + Modulated IRIG-B | Redundant Ethernet RSTP, 2 multi-mode fibre ports + Un-modulated IRIG-B | Redundant Ethernet RSTP, 2 multi-mode fibre ports + Un-modulated IRIG-B |  | Redundant Ethernet RSTP, 2 multi-mode fibre ports + Un-modulated IRIG-B | Redundant Ethernet RSTP, 2 multi-mode fibre ports + Un-modulated IRIG-B | Redundant Ethernet PRP/HSR/RSTP/Failover, 2 copper ports RJ45 + Modulated/Un-Modulated IRIG-B (withdrawn) | Redundant Ethernet PRP/HSR/RSTP/Failover, 2 copper ports RJ45 + Modulated/Un-Modulated IRIG-B (withdrawn) | Redundant Ethernet RSTP, 2 multi-mode fibre ports + Un-modulated IRIG-B | Redundant Ethernet RSTP, 2 multi-mode fibre ports + Un-modulated IRIG-B | Redundant Ethernet RSTP, 2 multi-mode fibre ports + Un-modulated IRIG-B | Redundant Ethernet RSTP, 2 multi-mode fibre ports + Un-modulated IRIG-B
[25 empty] | Redundant Ethernet RSTP, 2 multi-mode fibre ports + Un-modulated IRIG-B | Redundant Ethernet PRP/HSR, 2 multi-mode fibre ports + Modulated IRIG-B | Redundant Ethernet PRP/HSR, 2 multi-mode fibre ports + Modulated IRIG-B |  | Redundant Ethernet PRP/HSR, 2 multi-mode fibre ports + Modulated IRIG-B | Redundant Ethernet PRP/HSR, 2 multi-mode fibre ports + Modulated IRIG-B | Redundant Ethernet PRP/HSR/RSTP/Failover, 1 copper port RJ45 + 1 multi-mode fibre port + Modulated/Un-Modulated IRIG-B (withdrawn) | Redundant Ethernet PRP/HSR/RSTP/Failover, 1 copper port RJ45 + 1 multi-mode fibre port + Modulated/Un-Modulated IRIG-B (withdrawn) | Redundant Ethernet PRP/HSR, 2 multi-mode fibre ports + Modulated IRIG-B | Redundant Ethernet PRP/HSR, 2 multi-mode fibre ports + Modulated IRIG-B | Redundant Ethernet PRP/HSR, 2 multi-mode fibre ports + Modulated IRIG-B | Redundant Ethernet PRP/HSR, 2 multi-mode fibre ports + Modulated IRIG-B
[26 empty] | Redundant Ethernet PRP/HSR, 2 multi-mode fibre ports + Un-modulated IRIG-B | Redundant Ethernet PRP/HSR, 2 multi-mode fibre ports + Un-modulated IRIG-B |  | Redundant Ethernet PRP/HSR, 2 multi-mode fibre ports + Un-modulated IRIG-B | Redundant Ethernet PRP/HSR, 2 multi-mode fibre ports + Un-modulated IRIG-B |  |  | Redundant Ethernet PRP/HSR, 2 multi-mode fibre ports + Un-modulated IRIG-B | Redundant Ethernet PRP/HSR, 2 multi-mode fibre ports + Un-modulated IRIG-B | Redundant Ethernet PRP/HSR, 2 multi-mode fibre ports + Un-modulated IRIG-B | Redundant Ethernet PRP/HSR, 2 multi-mode fibre ports + Un-modulated IRIG-B
[35 empty] | Redundant Ethernet PRP/HSR/RSTP/Failover, 2 multi-mode fibre ports + Modulated/Un-Modulated IRIG-B (withdrawn) | Redundant Ethernet PRP/HSR/RSTP/Failover, 2 multi-mode fibre ports + Modulated/Un-Modulated IRIG-B (withdrawn)
[35 empty] | Redundant Ethernet PRP/HSR/RSTP/Failover, 2 copper ports RJ45 + Modulated/Un-Modulated IRIG-B (withdrawn) | Redundant Ethernet PRP/HSR/RSTP/Failover, 2 copper ports RJ45 + Modulated/Un-Modulated IRIG-B (withdrawn)
[35 empty] | Redundant Ethernet PRP/HSR/RSTP/Failover, 1 copper port RJ45 + 1 multi-mode fibre port + Modulated/Un-Modulated IRIG-B (withdrawn) | Redundant Ethernet PRP/HSR/RSTP/Failover, 1 copper port RJ45 + 1 multi-mode fibre port + Modulated/Un-Modulated IRIG-B (withdrawn)
|  | 8 | 8 | 8 | 8 | 8 | 8 | 8 | 8 | 8 | 8 | C | C |  | C |  | 8 | C | C | 8 | C | C | C | C | H | J | J | F | J | J | * | * | J | J | J | J | * | *
|  | 8 | 8 | 8 | 8 | 8 | 8 | 8 | 8 | 8 | 8 | C | C |  | C |  | 8 | C | C | 8 | C | C | C | C | J | K | K | F | K | K | * | * | K | K | K | K | * | *
|  | 8 | 8 | 8 | 8 | 8 | 8 | 8 | 8 | 8 | 8 | C | C |  | C |  | 8 | C | C | 8 | C | C | C | C | K | N | N | F | N | N | * | * | N | N | N | N | * | *
|  | 8 | 8 | 8 | 8 | 8 | 8 | 8 | 8 | 8 | 8 | C | C |  | C |  | 8 | C | C | 8 | C | C | C | C | K | P | P | F | P | P | * | * | P | P | P | P | * | *
|  | 8 | 8 | 8 | 8 | 8 | 8 | 8 | 8 | 8 | 8 | C | C |  | C |  | 8 | C | C | 8 | C | C | C | C | K | P | P | F | P | P | * | * | P | P | * | * | * | *
|  | 8 | 8 | 8 | 8 | 8 | 8 | 8 | 8 | 8 | 8 | C | C |  | C |  | 8 | C | C | 8 | C | C | C | C | K | P | P | F | P | P | * | * | P | P | * | * | * | *
|  | 8 | 8 | 8 | 8 | 8 | 8 | 8 | 8 | 8 | 8 | C | C |  | C |  | 8 | C | C | 8 | C | C | C | C | K | P | P | F | P | P | * | * | P | P | * | * | * | *
|  | 8 | 8 | 8 | 8 | 8 | 8 | 8 | 8 | 8 | 8 | C | C |  | C |  | 8 | C | C | 8 | C | C | C | C | K | P | P | F | P | P | * | * | P | P | * | * | * | *
|  | M | M | M | M | M | M | M | M | M | M | M | M | M | M | M | M | M | M | M | M | M | M | M | M | M | M | M | M | M | M | M | M | M | M | M | M | M
|  | M : XCPU3 With Extended Memory, Cyber Security | M : XCPU3 With Extended Memory, Cyber Security | M : XCPU3 With Extended Memory, Cyber Security | M : XCPU3 With Extended Memory, Cyber Security | M : XCPU3 With Extended Memory, Cyber Security | M : XCPU3 With Extended Memory, Cyber Security | M : XCPU3 With Extended Memory, Cyber Security | M : XCPU3 With Extended Memory, Cyber Security | M : XCPU3 With Extended Memory, Cyber Security | M : XCPU3 With Extended Memory, Cyber Security | M : XCPU3 With Extended Memory, Cyber Security | M : XCPU3 With Extended Memory, Cyber Security | M : XCPU3 With Extended Memory, Cyber Security | M : XCPU3 With Extended Memory, Cyber Security | M : XCPU3 With Extended Memory, Cyber Security | M : XCPU3 With Extended Memory, Cyber Security | M : XCPU3 With Extended Memory, Cyber Security | M : XCPU3 With Extended Memory, Cyber Security | M : XCPU3 With Extended Memory, Cyber Security | M : XCPU3 With Extended Memory, Cyber Security | M : XCPU3 With Extended Memory, Cyber Security | M : XCPU3 With Extended Memory, Cyber Security | M : XCPU3 With Extended Memory, Cyber Security | M : XCPU3 With Extended Memory, Cyber Security | M : XCPU3 With Extended Memory, Cyber Security | M : XCPU3 With Extended Memory, Cyber Security | M : XCPU3 With Extended Memory, Cyber Security | M : XCPU3 With Extended Memory, Cyber Security | M : XCPU3 With Extended Memory, Cyber Security | M : XCPU3 With Extended Memory, Cyber Security | M : XCPU3 With Extended Memory, Cyber Security | M : XCPU3 With Extended Memory, Cyber Security | M : XCPU3 With Extended Memory, Cyber Security | M : XCPU3 With Extended Memory, Cyber Security | M : XCPU3 With Extended Memory, Cyber Security | M : XCPU3 With Extended Memory, Cyber Security | M : XCPU3 With Extended Memory, Cyber Security
|  | 70 - With Distance | 70 - With Distance | 70 - With Distance | 70 - With Distance | 70 - With Distance | 70 - With Distance | 70 - With Distance | 70 - With Distance | 70 - With Distance | 70 - With Distance | 70 - With Distance | 70 - With Distance | 70 - With Distance | 70 - With Distance | 70 - With Distance | 70 - With Distance | 70 - With Distance | 70 - With Distance | 70 - With Distance | 70 - With Distance | 70 - With Distance | 70 - With Distance | 70 - With Distance | 70 - With Distance | 70 - With Distance | 70 - With Distance | 75 - Withdrawn | 75 - Withdrawn | 76 - With Distance | 76 – Latest distance with GOOSE speed enhancement and Ethernet teaming (hot standby) selectable | 76 – Latest distance with GOOSE speed enhancement and Ethernet teaming (hot standby) selectable | 91 – Switchable IEC61850 Ed1/Ed2 , Cybersecurity | 91 – Switchable IEC61850 Ed1/Ed2 , Cybersecurity | 91 – Switchable IEC61850 Ed1/Ed2 , Cybersecurity | 91 – Switchable IEC61850 Ed1/Ed2 , Cybersecurity | 91 – Switchable IEC61850 Ed1/Ed2 , Cybersecurity | 91 – Switchable IEC61850 Ed1/Ed2 , Cybersecurity | 79 – IEC61850 Ed1, 32x IM64, Voltage hysteresis setting
|  | F J N R V C G K O S W D H L P T X: 71 - With Distance; F J N R V C G K O S W D H L P T X: 71 - With Distance; F J N R V C G K O S W D H L P T X: 75 - Withdrawn; F J N R V C G K O S W D H L P T X: 75 – Withdrawn; F J N R V C G K O S W D H L P T X: 75 – Withdrawn; F J N R V C G K O S W D H L P T X: 79 – IEC61850 Ed1, 32x IM64, Voltage hysteresis setting; F J N R V C G K O S W D H L P T X: 79 – IEC61850 Ed1, 32x IM64, Voltage hysteresis setting; F J N R V C G K O S W D H L P T X: 79 – IEC61850 Ed1, 32x IM64, Voltage hysteresis setting; F J N R V C G K O S W D H L P T X: 79 – Withdrawn; F J N R V C G K O S W D H L P T X: 79 – Withdrawn; F J N R V C G K O S W D H L P T X: 79 – Withdrawn | 82 – IEC61850 Ed2, 1588 PTP, Editable Logical Nodes
|  | F J N R V C G K O S W D H L P T X: 71 - With Distance; F J N R V C G K O S W D H L P T X: 71 - With Distance; F J N R V C G K O S W D H L P T X: 71 - With Distance; F J N R V C G K O S W D H L P T X: 82 – IEC61850 Ed2, 1588 PTP, Editable Logical Nodes; F J N R V C G K O S W D H L P T X: 82 – IEC61850 Ed2, 1588 PTP, Editable Logical Nodes; F J N R V C G K O S W D H L P T X: 82 – IEC61850 Ed2, 1588 PTP, Editable Logical Nodes; F J N R V C G K O S W D H L P T X: 82 – IEC61850 Ed2, 1588 PTP, Editable Logical Nodes; F J N R V C G K O S W D H L P T X: 82 – IEC61850 Ed2, 1588 PTP, Editable Logical Nodes; F J N R V C G K O S W D H L P T X: 82 – IEC61850 Ed2, 1588 PTP, Editable Logical Nodes | 76 – IEC61850 Ed1, Ethernet teaming hot standby, GOOSE speed enhancement
|  | F J N R V C G K O S W D H L P T X: 78 – (Withdrawn); F J N R V C G K O S W D H L P T X: 78 – (Withdrawn); F J N R V C G K O S W D H L P T X: 78 – (Withdrawn); F J N R V C G K O S W D H L P T X: 76 – IEC61850 Ed1, Ethernet teaming hot standby, GOOSE speed enhancement; F J N R V C G K O S W D H L P T X: 76 – IEC61850 Ed1, Ethernet teaming hot standby, GOOSE speed enhancement; F J N R V C G K O S W D H L P T X: 76 – IEC61850 Ed1, Ethernet teaming hot standby, GOOSE speed enhancement; F J N R V C G K O S W D H L P T X: 76 – IEC61850 Ed1, Ethernet teaming hot standby, GOOSE speed enhancement; F J N R V C G K O S W D H L P T X: 76 – IEC61850 Ed1, Ethernet teaming hot standby, GOOSE speed enhancement; F J N R V C G K O S W D H L P T X: 76 – IEC61850 Ed1, Ethernet teaming hot standby, GOOSE speed enhancement | 75 – IEC61850 Ed1, Ethernet teaming hot standby, Polish Italian Portuguese language option
|  | F J N R V C G K O S W D H L P T X: 75 – Withdrawn; F J N R V C G K O S W D H L P T X: 75 – Withdrawn; F J N R V C G K O S W D H L P T X: 75 – Withdrawn; F J N R V C G K O S W D H L P T X: 75 – Withdrawn; F J N R V C G K O S W D H L P T X: 75 – Withdrawn; F J N R V C G K O S W D H L P T X: 75 – Withdrawn | 71 – IEC61850 Ed1, CB Fail fast reset improvement, Cyber security phase 1
|  | F J N R V C G K O S W D H L P T X: 71 – IEC61850 Ed1, CB Fail fast reset improvement, Cyber security phase 1- Withdrawn; F J N R V C G K O S W D H L P T X: 71 – IEC61850 Ed1, CB Fail fast reset improvement, Cyber security phase 1- Withdrawn; F J N R V C G K O S W D H L P T X: 71 – IEC61850 Ed1, CB Fail fast reset improvement, Cyber security phase 1- Withdrawn; F J N R V C G K O S W D H L P T X: 71 – IEC61850 Ed1, CB Fail fast reset improvement, Cyber security phase 1- Withdrawn; F J N R V C G K O S W D H L P T X: 71 – IEC61850 Ed1, CB Fail fast reset improvement, Cyber security phase 1- Withdrawn; F J N R V C G K O S W D H L P T X: 71 – IEC61850 Ed1, CB Fail fast reset improvement, Cyber security phase 1- Withdrawn | 78 – Special software application (Contact GE for more details)
|  | F J N R V C G K O S W D H L P T X: 78 – (Withdrawn); F J N R V C G K O S W D H L P T X: 78 – (Withdrawn); F J N R V C G K O S W D H L P T X: 78 – (Withdrawn); F J N R V C G K O S W D H L P T X: 78 – (Withdrawn); F J N R V C G K O S W D H L P T X: 78 – (Withdrawn); F J N R V C G K O S W D H L P T X: 78 – (Withdrawn) | 87 - IEC61850 Ed2, 6 distance zones all forward/reverse, Petersen coil application (TEFD 50Hz only)
|  | F J N R V C G K O S W D H L P T X: 87 - IEC61850 Ed2, 6 distance zones all forward/reverse, Petersen coil application (TEFD 50Hz only); F J N R V C G K O S W D H L P T X: 87 - IEC61850 Ed2, 6 distance zones all forward/reverse, Petersen coil application (TEFD 50Hz only); F J N R V C G K O S W D H L P T X: 87 - IEC61850 Ed2, 6 distance zones all forward/reverse, Petersen coil application (TEFD 50Hz only); F J N R V C G K O S W D H L P T X: 87 - Withdrawn; F J N R V C G K O S W D H L P T X: 87 - Withdrawn; F J N R V C G K O S W D H L P T X: 87 - Withdrawn | 85 – IEC61850 Ed2, 6 distance zones, Isolated/Petersen coil function
|  | F J N R V C G K O S W D H L P T X: 85 – Withdrawn; F J N R V C G K O S W D H L P T X: 85 – Withdrawn; F J N R V C G K O S W D H L P T X: 85 – Withdrawn; F J N R V C G K O S W D H L P T X: 85 – Withdrawn; F J N R V C G K O S W D H L P T X: 85 – Withdrawn; F J N R V C G K O S W D H L P T X: 85 – Withdrawn | '92- Special for DACH Market, 50Hz only
[33 empty] | 92- Special for DACH Market, 50Hz only | 92- Special for DACH Market, 50Hz only | 92- Special for DACH Market, 50Hz only | 92- Special for DACH Market, 50Hz only | 92- Special for DACH Market, 50Hz only | 92- Special for DACH Market, 50Hz only
|  | 70 | 70 | 70 | 70 | 70 | 70 | 70 | 70 | 70 | 70 | 70 | 70 | 70 | 70 | 70 | 70 | 70 | 70 | 70 | 70 | 70 | 70 | 70 | 70 | 70 | 70 | ** | ** | 76 | 76 | 76 | 91 | 91 | 91 | 91 | 91 | 91 | 79
|  | 71 | 71 | 71 | 71 | 71 | 71 | 71 | 71 | 71 | 71 | 71 | 71 | 71 | 71 | 71 | 71 | 71 | 71 | 71 | 71 | 71 | 71 | 71 | 71 | 71 | 71 | 71 | 71 | ** | ** | ** | 79 | 79 | 79 | ** | ** | ** | 82
|  | 71 | 71 | 71 | 71 | 71 | 71 | 71 | 71 | 71 | 71 | 71 | 71 | 71 | 71 | 71 | 71 | 71 | 71 | 71 | 71 | 71 | 71 | 71 | 71 | 71 | 71 | 71 | 71 | 71 | 71 | 71 | 82 | 82 | 82 | 82 | 82 | 82 | 76
|  | F J N R V C G K O S W D H L P T X: **; F J N R V C G K O S W D H L P T X: **; F J N R V C G K O S W D H L P T X: **; F J N R V C G K O S W D H L P T X: **; F J N R V C G K O S W D H L P T X: **; F J N R V C G K O S W D H L P T X: 76; F J N R V C G K O S W D H L P T X: 76; F J N R V C G K O S W D H L P T X: 76; F J N R V C G K O S W D H L P T X: 76; F J N R V C G K O S W D H L P T X: 76; F J N R V C G K O S W D H L P T X: 76 | 75
71 | bar: F J N R V C G K O S W D H L P T X to F J N R V C G K O S W D H L P T X
78 | bar: F J N R V C G K O S W D H L P T X to F J N R V C G K O S W D H L P T X
87 | bar: F J N R V C G K O S W D H L P T X to F J N R V C G K O S W D H L P T X
|  | F J N R V C G K O S W D H L P T X: 87; F J N R V C G K O S W D H L P T X: 87; F J N R V C G K O S W D H L P T X: 87; F J N R V C G K O S W D H L P T X: **; F J N R V C G K O S W D H L P T X: **; F J N R V C G K O S W D H L P T X: ** | 85
|  | F J N R V C G K O S W D H L P T X: 85; F J N R V C G K O S W D H L P T X: **; F J N R V C G K O S W D H L P T X: **; F J N R V C G K O S W D H L P T X: **; F J N R V C G K O S W D H L P T X: **; F J N R V C G K O S W D H L P T X: ** | 92
[33 empty] | 92 | 92 | 92 | 92 | 92 | 92
[29 empty] | Chinese, English or French via HMI, with English or French only via Communications port |  | Chinese, English or French via HMI, with English or French only via Communications port | Chinese, English or French via HMI, with English or French only via Communications port | Chinese, English or French via HMI, with English or French only via Communications port | Chinese, English or French via HMI, with English or French only via Communications port | Chinese, English or French via HMI, with English or French only via Communications port | Chinese, English or French via HMI, with English or French only via Communications port | Chinese, English or French via HMI, with English or French only via Communications port-Withdrawn | Chinese, English or French via HMI, with English or French only via Communications port-Withdrawn
|  | 0 | 0 | 0 | 0 | 0 | 0 | 0 | 0 | 0 | 0 | 0 | 0 | 0 | 0 | 0 | 0 | 0 | 0 | 0 | C | C | C | C | C | C | C | C | C | 0 | C | C | C | C | C | C | * | *
Additional Hardware options | bar: F J N R V C G K O S W D H L P T X to F J N R V C G K O S W D H L P T X; F J N R V C G K O S W D H L P T X to F J N R V C G K O S W D H L P T X
[23 empty] | C | C | M | P | P | P | P | P | * | * | P | P | * | * | * | *
[23 empty] | C | C | M | P | P | P | P | P | * | * | P | P | * | * | * | *
[23 empty] | C | C | M | P | P | P | P | P | * | * | P | P | * | * | * | *
Mounting / Livery Change | [22 empty] | P P P: Flush/Panel Mounting with Harsh Env. Coating, with USB Port, Black and Silver Front Panel; P P P: Flush/Panel Mounting with Harsh Env. Coating, with USB Port, Black and Silver Front Panel; * * *: Flush/Panel Mounting with Harsh Env. Coating, with USB Port, Black and Silver Front Panel; * * *: Flush/Panel Mounting with Harsh Env. Coating, with USB Port, Black and Silver Front Panel; P P P: Flush/Panel Mounting with Harsh Env. Coating, with USB Port, Black and Silver Front Panel; * * *: Flush/Panel Mounting with Harsh Env. Coating, with USB Port, Black and Silver Front Panel; * * *: Flush/Panel Mounting with Harsh Env. Coating, with USB Port, Black and Silver Front Panel
[27 empty] | 19" Rack Mounting with Harsh Env. Coating, with USB Port, Black and Silver Front Panel | 19" Rack Mounting with Harsh Env. Coating, with USB Port, Black and Silver Front Panel |  |  | 19" Rack Mounting with Harsh Env. Coating, with USB Port, Black and Silver Front Panel | 19" Rack Mounting with Harsh Env. Coating, with USB Port, Black and Silver Front Panel |  | 19" Rack Mounting with Harsh Env. Coating, with USB Port, Black and Silver Front Panel | 19" Rack Mounting with Harsh Env. Coating, with USB Port, Black and Silver Front Panel | 19" Rack Mounting with Harsh Env. Coating, with USB Port, Black and Silver Front Panel
|  |  | N | N | N | N | N | N | N | N | N | N | N | N | N | N | N | N | N | N | N | N | N | N | N | N | S | S | N | N | S | S | N | S | S | S | T | T
|  |  | N | N | N | N | N | N | N | N | N | N | N | N | N | N | N | N | N | N | N | N | bar: C C C to * * *