## Disclaimer
Our policy is one of continuous development. Accordingly the design of our products may change at any time.
Whilst every effort is made to produce up to date literature, this document should only be regarded as a guide and is intended for information purposes only.
Its contents do not constitute an offer for sale or advice on the application of any product referred to in it. We cannot be held responsible for any reliance on any decisions taken on its contents without specific advice.

## Cortec
Ordering information
Variants Order No.
| Current differential - With distance backup, 1/3 pole autoreclose and check synchronising |  | P543 | [7 empty] | **
Nominal auxiliary voltage
1 | 24-54 Vdc |  |  | 7
2 | 48-125 Vdc (40-100 Vac) |  |  | 8
3 | 110-250 Vdc (100-240 Vac) |  |  | 9
In/Vn rating
| In = 1A/5A ; Vn = 100-120Vac |  |  |  | 1
| Hardware options | Protocol Compatibilty
1 | Standard - None | 1, 2, 3 & 4 |  |  |  | 1
2 | IRIG-B Only (Modulated) | 1, 2, 3 & 4 |  |  |  | 2
3 | Fibre Optic Converter Only (Withdrawn) | 1, 2, 3 & 4 |  |  |  | 3
4 | IRIG-B (Modulated) & Fibre Optic Converter | 1, 2, 3 & 4 |  |  |  | 4
| Ethernet (10Mbit/s) * | 5 |  |  |  | 5
| Ethernet (100Mbit/s) | 5, 6, 7 & 8 |  |  |  | 6
| Second Rear Comms | 1, 2, 3 & 4 |  |  |  | 7
6 | IRIG-B (Modulated) + Second Rear Comms | 1, 2, 3 & 4 |  |  |  | 8
7 | Ethernet (100Mbit/s) plus IRIG-B (Modulated) ** | 6, 7 & 8 |  |  |  | A
8 | Ethernet (100Mbit/s) plus IRIG-B (Un-modulated) ** | 6, 7 & 8 |  |  |  | B
A | IRIG-B (Un-modulated) ** | 1, 2, 3 & 4 |  |  |  | C
| InterMiCOM + Courier Rear Port **** | 1, 2, 3 & 4 |  |  |  | E
| InterMiCOM + Courier Rear Port + IRIG-B modulated **** | 1, 2, 3 & 4 |  |  |  | F
| Redundant Ethernet Self-Healing Ring, 2 multi-mode fibre ports + Modulated IRIG-B *** | 6, 7 & 8 |  |  |  | G
| Redundant Ethernet Self-Healing Ring, 2 multi-mode fibre ports + Un-modulated IRIG-B *** | 6, 7 & 8 |  |  |  | H
| Redundant Ethernet RSTP, 2 multi-mode fibre ports + Modulated IRIG-B *** | 6, 7 & 8 |  |  |  | J
| Redundant Ethernet RSTP, 2 multi-mode fibre ports + Un-modulated IRIG-B *** | 6, 7 & 8 |  |  |  | K
| Redundant Ethernet Dual-Homing Star, 2 multi-mode fibre ports + Modulated IRIG-B *** | 6, 7 & 8 |  |  |  | L
| Redundant Ethernet Dual-Homing Star, 2 multi-mode fibre ports + Un-modulated IRIG-B *** | 6, 7 & 8 |  |  |  | M
| Redundant Ethernet PRP/HSR, 2 fibre ports + Modulated IRIG-B *** | 6, 7 & 8 |  |  |  | N
| Redundant Ethernet PRP/HSR, 2 fibre ports + Unmodulated IRIG-B *** | 6, 7 & 8 |  |  |  | P
| Redundant Ethernet PRP/HSR/RSTP/Failover, 2 multi-mode fibre ports + Modulated/Un-Modulated IRIG-B (withdrawn) | 6, 7 & 8 |  |  |  | R
| Redundant Ethernet PRP/HSR/RSTP/Failover, 2 copper ports RJ45 + Modulated/Un-Modulated IRIG-B (withdrawn) | 6, 7 & 8 |  |  |  | S
| Redundant Ethernet PRP/HSR/RSTP/Failover, 1 copper port RJ45 + 1 multi-mode fibre port + Modulated/Un-Modulated IRIG-B (withdrawn) | 6, 7 & 8 |  |  |  | T
* Only on Suffix G or J Relays
** Only on Suffix K or M relays
*** Only on Suffix K or M relays with 45/55 Software and later
**** Only on Suffix K or M relays with 47/57 Software, replaces hardware options '7' & '8'
Product Options
| Ch1=850nm multi-mode, Ch2=850nm multi-mode | [5 empty] | A
A | Ch1=1300nm single-mode, Ch2=not fitted (2 Terminal only) | [5 empty] | B
B | Ch1=1300nm single-mode, Ch2=1300nm single-mode | [5 empty] | C
| Ch1=1300nm multi-mode, Ch2=not fitted (2 Terminal only) | [5 empty] | D
| Ch1=1300nm multi-mode, Ch2=1300nm multi-mode | [5 empty] | E
| Ch1=1550nm single-mode, Ch2=not fitted (2 Terminal only) | [5 empty] | F
| Ch1=1550nm single-mode, Ch2=1550nm single-mode | [5 empty] | G
| Ch1=850nm multi-mode, Ch2=1300nm single-mode * | [5 empty] | H
| Ch1=850nm multi-mode, Ch2=1300nm multi-mode * | [5 empty] | J
| Ch1=850nm multi-mode, Ch2=1550nm single-mode * | [5 empty] | K
| Ch1=1300nm single-mode, Ch2=850nm multi-mode * | [5 empty] | L
| Ch1=1300nm multi-mode, Ch2=850nm multi-mode * | [5 empty] | M
| Reserved for future single channel | [5 empty] | N
| Reserved for future single channel | [5 empty] | P
| Ch1 1550nm single-mode, Ch2 850nm multi-mode * | [5 empty] | R
| Ch1=850nm multi-mode, Ch2=850nm multi-mode + High Break ** | [5 empty] | S
| Ch1=1300nm single-mode, Ch2=not fitted (2 Terminal only) + High Break ** | [5 empty] | T
| Ch1=1300nm single-mode , Ch2=1300nm single-mode + High Break ** | [5 empty] | U
| Ch1=1300nm multi-mode, Ch2=not fitted (2 Terminal only) + High Break ** | [5 empty] | V
| Ch1=1300nm multi-mode, Ch2=1300nm multi-mode + High Break ** | [5 empty] | W
| Ch1=1550nm single-mode, Ch2=not fitted (2 Terminal only) + High Break ** | [5 empty] | X
| Reserved - was used for RWE special | [5 empty] | Y
| Ch1=1550nm single-mode, Ch2=1550nm single-mode + High Break ** | [5 empty] | Z
| Ch1=850nm multi-mode, Ch2=1300nm single-mode + High Break ** | [5 empty] | 0
| Ch1=850nm multi-mode, Ch2=1300nm multi-mode + High Break ** | [5 empty] | 1
| Ch1=850nm multi-mode, Ch2=1550nm single-mode + High Break ** | [5 empty] | 2
| Ch1=1300nm single-mode, Ch2=850nm multi-mode + High Break ** | [5 empty] | 3
| Ch1=1300nm multi-mode, Ch2=850nm multi-mode + High Break ** | [5 empty] | 4
| Ch1 1550nm single-mode, Ch2 850nm multi-mode + High Break ** | [5 empty] | 5
| Reserved for future single channel | [5 empty] | 6
| Reserved for future single channel | [5 empty] | 7
* Design Suffix G, J, K & M only
** Design Suffix K & M only
| Protocol options | Hardware Compatibilty
| K-Bus | 1, 2, 3, 4, C, E & F | [5 empty] | 1
1 | Modbus * | 1, 2, 3, 4, | [5 empty] | 2
2 | IEC60870-5-103 (VDEW) | 1, 2, 3, 4, C, E & F | [5 empty] | 3
3 | DNP3.0 | 1, 2, 3, 4, C, E & F | [5 empty] | 4
6 | UCA2 ** | 5 & 6 | [5 empty] | 5
| IEC61850 + Courier via rear RS485 port *** | 6, A, B,G, H, J, K, L, M, N, P | [5 empty] | 6
| IEC61850 + IEC60870-5-103 via rear RS485 port *** | 6, A, B,G, H, J, K, L, M, N, P | [5 empty] | 7
| DNP3.0 Over Ethernet with Courier rear port K-Bus/RS485 protocol **** | 6, A, B,G, H, J, K, L, M, N, P | [5 empty] | 8
7
* Only on Suffix B, G or J Relays
** Only on Suffix G Relays
*** Only On Suffix K or M Relays
**** Only available On Suffix K or M relays with software versions 44/54 & later
Mounting
| Flush/Panel Mounting with Harsh Env.Coating, White Front Panel | [7 empty] | M
| Flush/Panel Mounting with Harsh Env. Coating, with USB Port, Black and Silver Front Panel | [7 empty] | S
Language
| English, French, German, Spanish | [8 empty] | 0
0 | English, French, German, Italian (Not yet available!) | [8 empty] | 4
4 | English, French, German, Russian * | [8 empty] | 5
4 | English, Italian, Polish and Portuguese *** | [8 empty] | 7
| Chinese, English or French via HMI, with English or French only via Communications port ** | [8 empty] | C
4
* Design Suffix G, J, K & M only
** Design Suffix K and M with 42/52 software and later only
*** Design Suffx M with 65/66/75/76 software & later
Software version
| Without Distance | [9 empty] | 5/7/8*
| With Distance | [9 empty] | 5*/7*
Customer specific options
| Standard version | [10 empty] | 0
0 | Customer version | [10 empty] | A
1
Hardware version
| Phase 2 Enhanced Coprocessor, wide range opto | [11 empty] | B
| Enhanced Main Processor (CPU2) with hotkeys | [11 empty] | G
| As G plus dual characteristic optos | [11 empty] | J
| Extended main processor (XCPU2) With Function Keys & Tri-colour LEDs | [11 empty] | K
| As K plus increased main processor memory (XCPU3), Cyber Security | [11 empty] | M

## Configurator
| 1-4 | 5 | 6 | 7 | 8 | 9 | 10 | 11 | 12-13 | 14 | 15
Current differential - With distance backup | P543 | 7 | 1 | 1 | A | 1 | S | 0 | 91 | 0 | M
Design Suffix: Options based on preferred solutions selection here | bar: 1-4 to 9
M
Software Options Design Suffix dependent | bar: 1-4 to 11
91
Options available are derived from the last version available with the specified hardware version ( i.e. using this date) | 1-4: 2020-02-05
Vx Aux Rating | bar: 1-4 to 9
7
In/Vn Rating | bar: 1-4 to 9
In = 1A/5A ; Vn = 100-120Vac | bar: 1-4 to 9
Hardware Options | bar: 1-4 to 9
1
Product Specific Options | bar: 1-4 to 9
A
Protocol/Communications Options | bar: 1-4 to 9
1
Mounting Option | bar: 1-4 to 9
S
Language | bar: 1-4 to 10
0
Customisation | bar: 1-4 to 9; 11 to 12-13
0

## Documents
P543711A1S0910M |  | MASTER
Customer Diagram | : | 10P54302
Outline Wrapper | : | GN0040
Ext. Wiring/Connection Diagram | : | 10P54302
Special Instructions | :
ROUTING
Test Instruction | :
| A | Original - 12/11/2002
| B | Separate workbook created from P54x - 22/02/2003
| C | Customer Diagram added to Lookup table on Database - 08/11/05
| D | Customer Diagram on Database extended & key changed - 31/05/06

## Master Text
P543711A1S0910M
Differential Protection with 3-pole Autoreclose,Check Synchronising (Optional Distance)
Vx Nominal Auxiliary Voltage :
Vx Auxiliary Power | : | 29 Watts (INFO REMOVED PER CDN R6034 Dated 23/05/06)
24-54 Vdc
Vn Nominal Voltage :
100 -120Vac
Hardware Options :
Standard - None
Communications Options :
K-Bus
Language :
English, French, German, Spanish
Software Version :
91
Software Configuration :
Default
Communications Options :
Ch1=850nm multi-mode, Ch2=850nm multi-mode, 16inputs & 14stn outputs
Channels :
Dual
In :
1 / 5 A
Frequency :
50 / 60 Hz
Case Mounting :
Flush/Panel Mounting with Harsh Env. Coating, with USB Port, Black and Silver Front Panel
Version : | A | Original Created 12/11/2002
| B | Rear Comms added to P541-546, software issue now 12 was 11 - 27/11/2002
| C | Bom amended as there were repeat parts,Date drivers added for Hardware and Protocol, New final assembly drawings added in preparation for phase 2.2 release - 05/12/02
| D | Case Assy's added to bom for P545 & P546 - 11/12/02
| E | P547 software issue to "03", was "02" - 17/12/02
| F | P541 cortec created from P54x, includes UCA2 / Ethernet from 01/03/2003 - 18/02/2003
| G | Software & Design Suffix back to 12 and B, 20 & G were released to enable special orders and will be re-released when fully available - 02/03/02
| H | ZB9800801 & ZB9800802 added to BOM for use when Ethernet is selected - 07/05/03
| I | Russian language was incorrectly available from 01/03/03 - 10/07/03
| J | "20…G" Software/Hardware release date with "…/Russian" language option set for 19/01/04 - 21/11/03
| K | "20…G" Software/Hardware release date re-set set for 19/06/04 - 15/01/04
| L | Rack mounting option removed from Cortec worksheet (never was selectable) - 27/02/04
| M | "20…G" Software/Hardware release date re-set set for 09/03/04. CDN R3500/176 - 09/03/04
| N | Configurator amended to allow choice of design suffix and software first to drive the subsequent options, software/hardware 13B added and configurator Arevatised - 17/08/04
| O | "30…J" Software/Hardware added with DC date of 01/01/05 - 03/11/04
| P | Product Specific options "H", "J" & "K" added, applicable only to suffix "G" and suffix "J" relays as per CDN R5189 - 09/11/04
| Q | "30…J" released to production with DC date of 07/01/05 as per CDN R5272 - 12/11/04
| R | BOM corrected (GN0010 duplicated in error under Drg Ref 5) - 29/11/04
| S | Product Specific options "L", "M" & "N" added, applicable only to suffix "G" and suffix "J" relays as per CDN R5307 - 10/12/04
| T | "30…J" released to production with DC date of 15/12/04 as per agreement between A Macfarlane, Neil Robinson, Patricia Horton - 15/12/04
| U | Hardware options amended to read "Second Rear Comms" & "IRIG-B & Second Rear Comms", also text changes to product specific options H onwards to read Ch 1 … + Ch 2 …, 1550nm single-mode + 850nm multi-mode option amended to R - was showing N in error - 17/1/05
| V | On BOM GN0107020 was driven by 'N', (see above), 01/09/05
| W | Hardware Suffix "K" & Software Series "50" with Distance or "40" without Distance, IEC61850 & revised Ethernet options added, UCA2 withdrawn per N Robinson e-mail dated 01/11/05
| X | BOM dependencies corrected for ZN0031s & ZN0042s (were based on digits 9&15) in error - 21/12/05
| Y | Date Drivers & "New" Cortec text was "… IEC61850 + IEC61850 via rear RS485 port …" & IEC61850 S/Ware requirement detail added - 28/02/06
| Z | Hardware Suffix "K" & Software Series "50" with Distance or "40" without Distance, IEC61850 options denoted "AVAILABLE SOON" per GR5 P540D minutes dated 01/03/06 - 07/03/06
| AA | Release of some "K" Hardware with "40" or "50" Softwares with DC dates =>05/05/06. CDN R5946 - 03/04/06
| AB | Version"AA" corrected to remove "IRIG-B (De-modulated) from available options until further notice - 03/04/06
| AC | Version"AB" corrected to show all Hardware Options with Hardware Versions "B & G" for Protocols 1,2,3 & 4 - 19/04/06
| AD | Versions "Z" to "AC" corrected to control Hardware Options with Hardware Version "B" for Protocols 1,2,3 & 4 - 20/04/06
| AE | Wattage info. Removed from Master Text (by hiding row) per CDN R6034 - 31/05/06
| AF | Database & Date Drivers include IEC 61850 with 41/51 Softwares & High Break. Documents now include two digit key for Customer diagram: CDN R6031. - 28/06/06
| AG | Database corrected with latest text options throughout. - 13/07/06
| AH | "16" Software released for Design Suffix "B" and Protocol "3" : CID NROB-6RZCWS - 24/07/06
| AI | "New" Cortec & Date Drivers corrected to show Product Specific option "4" as "Ch1=1300nm multi-mode …" rather than "… single-mode …" as they were in error - 29/08/06
| AJ | "42" & "52" Software released for IEC61850 options only: see CID NROB-6YFBQD - 20/02/07
| AK | BOM modified in line with SWOO-6XHG6N making the user interface a model list variable - 28/02/2007
| AL | Database correction to allow Modbus with Hardwares B, G & J with Options 2, 3, 4, 7 & 8 - 26/04/07
| AM | NROB-74SGQU - full release of '42' & '52' software including Chinese language variant, protocols clarified for hardware options 3 & 4 - 26/04/07
| AN | Software versions '11' & '12' removed from Cortec - see CID NROB-7A2BF6 - 19/12/07
| AO | Software version '12' conditionally re-added to Cortec with agreement from N Robinson - 07/02/08
| AN | 54' & '44' Software released - protocol DNP 3.0 over Ethernet now available, See CID NROB-7DPAJC - 13/05/08
| AO | Vx rating changed in line with CID BLIN-7P7HJX; '45'/'55' software released - see CID NROB-7QGBSS - 31/03/2009
| AP | Cortec corrected (softwares 4* & 5*, descriptions were reversed in error) - 11/05/09
| AQ | Redundant Ethernet options made available, see CIDs NROB-7YAKCC & SKEL-7YBM34- 04/12/2009
| AR | '47' & '57' software released by CID SSWA-7ZMJNR - 15/02/2010
| AS | References to Alstom, Areva and MiCOM removed. 'Settings' replaced by 'Customisation' - 6/10/2010
| AT | Vn rating corrected, was 48 - 110Vdc (30 - 100Vac) - 18/10/2010
| AU | Release of Harsh Environment coating option - see CID RPRI-8CYG5J - 09/02/2011
| AV | '61' & 71' software and suffix 'M' released by CID NROB-8L3J68 - 01/09/2011
| AW | CPU3 updates, see CID NROB-8MC9F - 08/10/2011
| AX | Correction to date drivers for hardware options E & F - 31/10/2011
| AY | References to 'De-modulated IRIG-B' replaced with 'Un-modulated IRIG-B' - 12/04/2011
| AZ | 12' software retrospectively withdrawn by CID SCAR-8H2EGP - 17/04/2012
| BA | PRP released, see CID TSPR-8W3LBG - 20/07/2012
| BB | '41' Software withdrawn, see CID MBAM-8X7B7R - 07/09/2012
| BC | Release of '63' Software by CID NROB-8YGA4U - 25/09/2012
| BD | Correction to Connection Diagrams lookup for suffix 'M' - 3/12/2012
| BE | Vx rating changed in line with CID IMAY-8YGH8B - 10/12/2012
| BF | As HEC is now standard for all products, HEC mounting options are withdrawn and "with Harsh Environmental Coating" added to standard mounting options descriptions, see CID MBAM-934JCF - 09/01/2013
| BG | '65' & '75' Software released by CID NROB-949FH9 - 28/01/2013
| BH | 66' & '76' Software released by CID SSWA-9BUHNL - 1/10/2013
| BI | Px40 Agile new branding, new PSU & Opto roll out, See CID YLII-9CAHT3 - 15/10/2013
| BJ | PSU descriptions reverted - 07/12/2013
| BK | Language option 7 (English, Italian, Polish and Portuguese) added by CID SSWA-9E4LVV - 13/12/2013
| BL | PRP options released for suffix 'K' and 45/55/47/57 software, released by YLII-9GRFMC - 08/04/14
| BM | 10Mb Ethernet Communications Option For Px40 Products removed by CID MBAM-9GRDZH - 20/05/2014
| BN | Product description updated to Differential Protection with 3-pole Autoreclose,Check Synchronising (Optional Distance) - 24/07/2014
| BO | '83' software released by CWUU-9UJBDS - 20/03/2015
| BP | '51' software withdrawn by CID MBAM-9XHHLT - 29/06/2015
| BQ | HSR options added to 'Cortec' tab - 02/09/2015
| BR | '82' Software released by CID 'CWUU-A2N5DA' - 28/09/2015
| BS | '13' software withdrawn by CID MBAM-A57JZ9 - 06/01/2016
| BT | '42' & '52' software withdrawn by CID MBAM-A8BHFH - 28/04/2016
| BU | '44' & '54' software withdrawn by CID MBAM-A8BHK9 - 12/05/2016
| BV | HSR options released by CID AEVA-A8XJCE - 30/06/2016
| BW | '20' software removed by CID MBAM-ACWGU3 - 17/10/2016
| BX | '85' Software released by CID NROB-AK3EXY 04/03/2017
| BY | '81' software was removed (had been added in error) - 17/08/2017
| BZ | 69' & '79' software released by CID005487 16/07/18
| CA | Updated to description of software '63', '83' & '85'
| CB | Hardware option 3 withdrawn by CID005425 - 02/10/2018, GE Publication no GER-4820
| CC | 87' Software released and new Comms options R S and T added to Cortec sheet by CID005546 18/10/18
| CD | Hardware options R S and T released Software 76 and 66 by CID005786 13/03/2019
| CE | Hardware options R,S & T released by CID CID005854 - 16/04/2019
| CF | Rebranding Mounting options released CID006120 01/10/2019
| CG | 92' software released by CID006194 - 19/11/2019
| CH | 65' and '66' software withdrawn by CID006181 23/01/2020, GE Publication no GER-4844 and GER4873
| CI | 91' Software released CID006326 - 12/02/2020
| CJ | Description amended for Hardware option R,S and T CID006391 - 15/04/2020
| CK | 45', '47', '55' and '75' software withdrawn by CID006405 04/06/2020, GE Publication no GER-4861
| CL | Update error on Software 82 - Hardware R S T availble in error - 22/06/2020
| CM | Hardware options J K N P Software 87 withdrawn by CID006692 - 31/12/2020, GE Publication no GER-4855
| CN | Hardware options R S and T released Software 82 by CID006852 05/05/2021
| CO | Hardware options G and L withdrawn by CID007038 , GE Publication GER-4855 - 30/09/2021
| CP | Hardware option J,K,N,P Software 76 withdrawn by CID007293 - 30/06/2022, GE Publication no GER-4912
| CQ | Hardware option M withdrawn by CID007414 - 30/09/2022, GE Publication no GER-4885
| CR | '63','69','71','83','85' and '87' software withdrawn by CID007411 30/10/2021, GE Publication no GER-4912
| CS | Hardware options H withdrawn by CID007976 , GE Publication GER-4947 - 30/09/2023
| CT | Hardware options C withdrawn by GE Publication GER-4947, white front panel option withdrawn CID008133; rebranded HMI made available in '57' & '61' software; '30' software withdrawn by CID008128 - CID008150 - 02/01/2024
| CU | CID008406/GER-4947 obsoleted MiCOM Hardware Option E on 4th generation MiCOM models - 03/07/2024
| CV | CID008645/GER-4844 obsoleted MiCOM Software 61 as on 10/12/2024
| CW | 57' Software withdrawn by CID008644 10/12/2024, GE Publication no GER-4922
| CX | CID008648/GER-4964 obsoleted Language protocol option C on 4th generation MiCOM models - 05/12/2024
| CY | For SW76 hardware options J/K/N/P restored - CID008660 - 03/01/2025
| CZ | Livery option 'M' was showing as available in '79' software - 28/01/2025
| DA | Hardware options R,S,T withdrawn by CID008671/GER-4978 03/03/2025
| DB | Rebranded support for black HMI options added for '63' Software -CID008918 - 10/07/2025
| DC | Software '79' withdrawn by GER-4964/CID008975; revised for GE Vervova Guidelines - 13/08/2025

## BOM (hidden)
PCS MATERIAL MASTER | Requirements Key(s) / # of digit in model number | [7 empty] | Requirements Keys | Attribute Keys | NUMBER | DESCRIPTION | Qty. | Ref | Ref | Qty. Required
P543711A1S0910M | 5 | 7 | 8 | 9 | 10 | 11 | SW | 15
[8 empty] | M | M | A | GN0034000 | F/ASSY:CURRENT DIFF 1 40TE | 1
[8 empty] | M | M | B | GN0146001 | F/ASSY: CURR.DIFF 1 - PHASE 2 | 1
[8 empty] | M | M | G | GN0245001 | F/ASSY:CURR.DIFF 1-PHASE 2 [ZN0026] | 1
[8 empty] | M | M | J | GN0245001 | F/ASSY:CURR.DIFF 1-PHASE 2 [ZN0026] | 1
[8 empty] | M | M | K | GN0361001 | FINAL ASSEMBLY P543 - CURRENT DIFFERENTIAL | 1
[8 empty] | M | M | M | GN0361001 | FINAL ASSEMBLY P543 - CURRENT DIFFERENTIAL | 1 |  |  | 1
[5 empty] | S | 0 | 91 | M | S0M | M0K | GN0277005 | F/ASSY USER INTERFACE (60TE) EXTENDED | 1 | Ref 22
[5 empty] | S | 0 | 91 | M | S0M | M5K | GN0277005 | F/ASSY USER INTERFACE (60TE) EXTENDED | 1 | Ref 22
[5 empty] | S | 0 | 91 | M | S0M | MCK | GN0277006 | FINAL ASSY CHINESE USER INTERFACE (60TE) | 1 | Ref 22
[5 empty] | S | 0 |  | M | S0M | M0M | GN0277003 | F/ASSY USER INTERFACE (60TE) EXTENDED PHASE 3 | 1 | Ref 22
[5 empty] | S | 0 |  | M | S0M | M5M | GN0277003 | F/ASSY USER INTERFACE (60TE) EXTENDED PHASE 3 | 1 | Ref 22
[5 empty] | S | 0 |  | M | S0M | MCM | GN0277004 | CHINESE USER INTERFACE (60TE) EXTENDED PHASE 3 | 1 | Ref 22
| 7 |  |  |  | S |  |  | M | 7SM | 1MA | ZN0001001 | ASSY PCB MVP P/S 24/54VDC-A/06 | 1 | Ref 1
| 7 |  |  |  | S |  |  | M | 7SM | 2MA | ZN0001002 | ASSY PCB MVP P/S 48/125VDC-A/06 | 1 | Ref 1
| 7 |  |  |  | S |  |  | M | 7SM | 3MA | ZN0001003 | PCB ASSY-48/1252V P.SUPPLY A/06 | 1 | Ref 1
| 7 |  |  |  | S |  |  | M | 7SM | 1MB | ZN0021001 | PCB ASSY PX40 PHASE 2 PSU 24/54V A/11 | 1 | Ref 1
| 7 |  |  |  | S |  |  | M | 7SM | 1MG | ZN0021001 | PCB ASSY PX40 PHASE 2 PSU 24/54V A/11 | 1 | Ref 1
| 7 |  |  |  | S |  |  | M | 7SM | 1MJ | ZN0021001 | PCB ASSY PX40 PHASE 2 PSU 24/54V A/11 | 1 | Ref 1
| 7 |  |  |  | S |  |  | M | 7SM | 1MK | ZN0021001 | PCB ASSY PX40 PHASE 2 PSU 24/54V A/11 | 1 | Ref 1
| 7 |  |  |  | S |  |  | M | 7SM | 1MM | ZN0021001 | PCB ASSY PX40 PHASE 2 PSU 24/54V A/11 | 1 | Ref 1
| 7 |  |  |  | S |  |  | M | 7SM | 2MB | ZN0021002 | PCB ASSY PX40 PHASE 2 PSU 48/125V A/10 | 1 | Ref 1
| 7 |  |  |  | S |  |  | M | 7SM | 2MG | ZN0021002 | PCB ASSY PX40 PHASE 2 PSU 48/125V A/10 | 1 | Ref 1
| 7 |  |  |  | S |  |  | M | 7SM | 2MJ | ZN0021002 | PCB ASSY PX40 PHASE 2 PSU 48/125V A/10 | 1 | Ref 1
| 7 |  |  |  | S |  |  | M | 7SM | 2MK | ZN0021002 | PCB ASSY PX40 PHASE 2 PSU 48/125V A/10 | 1 | Ref 1
| 7 |  |  |  | S |  |  | M | 7SM | 2MM | ZN0021002 | PCB ASSY PX40 PHASE 2 PSU 48/125V A/10 | 1 | Ref 1
| 7 |  |  |  | S |  |  | M | 7SM | 3MB | ZN0021003 | PCB ASSY PX40 PHASE2 PSU 110/250V-A/10 | 1 | Ref 1
| 7 |  |  |  | S |  |  | M | 7SM | 3MG | ZN0021003 | PCB ASSY PX40 PHASE2 PSU 110/250V-A/10 | 1 | Ref 1
| 7 |  |  |  | S |  |  | M | 7SM | 3MJ | ZN0021003 | PCB ASSY PX40 PHASE2 PSU 110/250V-A/10 | 1 | Ref 1
| 7 |  |  |  | S |  |  | M | 7SM | 3MK | ZN0021003 | PCB ASSY PX40 PHASE2 PSU 110/250V-A/10 | 1 | Ref 1
| 7 |  |  |  | S |  |  | M | 7SM | 3MM | ZN0021003 | PCB ASSY PX40 PHASE2 PSU 110/250V-A/10 | 1 | Ref 1
| 7 | [7 empty] | 7 | 7 | ZN0021201 | PCB ASSY PX40 PHASE 2 PSU 24/54V | 1 | Ref 1 | Ref 1 | 1
| 7 | [7 empty] | 7 | 8 | ZN0021202 | PCB ASSY PX40 PHASE 2 PSU 48/125V | 1 | Ref 1
| 7 | [7 empty] | 7 | 9 | ZN0021203 | PCB ASSY PX40 PHASE2 PSU 110/250V | 1 | Ref 1
[5 empty] | S |  |  | M | SM | MMA | ZN0002001 | ASSY PCB MVP A/08 (OUTPUT ) | 2 | Ref 2
|  |  | A |  | S |  |  | M | ASM | 0MK | ZN0031001 | PCB ASSY MVP PHASE 2 RELAY-A/04 | 1 | Ref 2
|  |  | A |  | S |  |  | M | ASM | 1MK | ZN0031001 | PCB ASSY MVP PHASE 2 RELAY-A/04 | 1 | Ref 2
|  |  | A |  | S |  |  | M | ASM | 2MK | ZN0031001 | PCB ASSY MVP PHASE 2 RELAY-A/04 | 1 | Ref 2
|  |  | A |  | S |  |  | M | ASM | 3MK | ZN0031001 | PCB ASSY MVP PHASE 2 RELAY-A/04 | 1 | Ref 2
|  |  | A |  | S |  |  | M | ASM | 4MK | ZN0031001 | PCB ASSY MVP PHASE 2 RELAY-A/04 | 1 | Ref 2
|  |  | A |  | S |  |  | M | ASM | 5MK | ZN0031001 | PCB ASSY MVP PHASE 2 RELAY-A/04 | 1 | Ref 2
|  |  | A |  | S |  |  | M | ASM | AMK | ZN0031001 | PCB ASSY MVP PHASE 2 RELAY-A/04 | 2 | Ref 2
|  |  | A |  | S |  |  | M | ASM | BMK | ZN0031001 | PCB ASSY MVP PHASE 2 RELAY-A/04 | 2 | Ref 2
|  |  | A |  | S |  |  | M | ASM | CMK | ZN0031001 | PCB ASSY MVP PHASE 2 RELAY-A/04 | 2 | Ref 2
|  |  | A |  | S |  |  | M | ASM | DMK | ZN0031001 | PCB ASSY MVP PHASE 2 RELAY-A/04 | 2 | Ref 2
|  |  | A |  | S |  |  | M | ASM | EMK | ZN0031001 | PCB ASSY MVP PHASE 2 RELAY-A/04 | 2 | Ref 2
|  |  | A |  | S |  |  | M | ASM | FMK | ZN0031001 | PCB ASSY MVP PHASE 2 RELAY-A/04 | 2 | Ref 2
|  |  | A |  | S |  |  | M | ASM | GMK | ZN0031001 | PCB ASSY MVP PHASE 2 RELAY-A/04 | 2 | Ref 2
|  |  | A |  | S |  |  | M | ASM | HMK | ZN0031001 | PCB ASSY MVP PHASE 2 RELAY-A/04 | 2 | Ref 2
|  |  | A |  | S |  |  | M | ASM | JMK | ZN0031001 | PCB ASSY MVP PHASE 2 RELAY-A/04 | 2 | Ref 2
|  |  | A |  | S |  |  | M | ASM | KMK | ZN0031001 | PCB ASSY MVP PHASE 2 RELAY-A/04 | 2 | Ref 2
|  |  | A |  | S |  |  | M | ASM | LMK | ZN0031001 | PCB ASSY MVP PHASE 2 RELAY-A/04 | 2 | Ref 2
|  |  | A |  | S |  |  | M | ASM | MMK | ZN0031001 | PCB ASSY MVP PHASE 2 RELAY-A/04 | 2 | Ref 2
|  |  | A |  | S |  |  | M | ASM | RMK | ZN0031001 | PCB ASSY MVP PHASE 2 RELAY-A/04 | 2 | Ref 2
|  |  | A |  | S |  |  | M | ASM | SMK | ZN0031001 | PCB ASSY MVP PHASE 2 RELAY-A/04 | 1 | Ref 2
|  |  | A |  | S |  |  | M | ASM | TMK | ZN0031001 | PCB ASSY MVP PHASE 2 RELAY-A/04 | 1 | Ref 2
|  |  | A |  | S |  |  | M | ASM | UMK | ZN0031001 | PCB ASSY MVP PHASE 2 RELAY-A/04 | 1 | Ref 2
|  |  | A |  | S |  |  | M | ASM | VMK | ZN0031001 | PCB ASSY MVP PHASE 2 RELAY-A/04 | 1 | Ref 2
|  |  | A |  | S |  |  | M | ASM | WMK | ZN0031001 | PCB ASSY MVP PHASE 2 RELAY-A/04 | 1 | Ref 2
|  |  | A |  | S |  |  | M | ASM | XMK | ZN0031001 | PCB ASSY MVP PHASE 2 RELAY-A/04 | 1 | Ref 2
|  |  | A |  | S |  |  | M | ASM | ZMK | ZN0031001 | PCB ASSY MVP PHASE 2 RELAY-A/04 | 1 | Ref 2
|  |  | A |  | S |  |  | M | ASM | 0MM | ZN0031001 | PCB ASSY MVP PHASE 2 RELAY-A/04 | 1 | Ref 2
|  |  | A |  | S |  |  | M | ASM | 1MM | ZN0031001 | PCB ASSY MVP PHASE 2 RELAY-A/04 | 1 | Ref 2
|  |  | A |  | S |  |  | M | ASM | 2MM | ZN0031001 | PCB ASSY MVP PHASE 2 RELAY-A/04 | 1 | Ref 2
|  |  | A |  | S |  |  | M | ASM | 3MM | ZN0031001 | PCB ASSY MVP PHASE 2 RELAY-A/04 | 1 | Ref 2
|  |  | A |  | S |  |  | M | ASM | 4MM | ZN0031001 | PCB ASSY MVP PHASE 2 RELAY-A/04 | 1 | Ref 2
|  |  | A |  | S |  |  | M | ASM | 5MM | ZN0031001 | PCB ASSY MVP PHASE 2 RELAY-A/04 | 1 | Ref 2
|  |  | A |  | S |  |  | M | ASM | AMM | ZN0031001 | PCB ASSY MVP PHASE 2 RELAY-A/04 | 2 | Ref 2
|  |  | A |  | S |  |  | M | ASM | BMM | ZN0031001 | PCB ASSY MVP PHASE 2 RELAY-A/04 | 2 | Ref 2
|  |  | A |  | S |  |  | M | ASM | CMM | ZN0031001 | PCB ASSY MVP PHASE 2 RELAY-A/04 | 2 | Ref 2
|  |  | A |  | S |  |  | M | ASM | DMM | ZN0031001 | PCB ASSY MVP PHASE 2 RELAY-A/04 | 2 | Ref 2
|  |  | A |  | S |  |  | M | ASM | EMM | ZN0031001 | PCB ASSY MVP PHASE 2 RELAY-A/04 | 2 | Ref 2
|  |  | A |  | S |  |  | M | ASM | FMM | ZN0031001 | PCB ASSY MVP PHASE 2 RELAY-A/04 | 2 | Ref 2
|  |  | A |  | S |  |  | M | ASM | GMM | ZN0031001 | PCB ASSY MVP PHASE 2 RELAY-A/04 | 2 | Ref 2
|  |  | A |  | S |  |  | M | ASM | HMM | ZN0031001 | PCB ASSY MVP PHASE 2 RELAY-A/04 | 2 | Ref 2
|  |  | A |  | S |  |  | M | ASM | JMM | ZN0031001 | PCB ASSY MVP PHASE 2 RELAY-A/04 | 2 | Ref 2
|  |  | A |  | S |  |  | M | ASM | KMM | ZN0031001 | PCB ASSY MVP PHASE 2 RELAY-A/04 | 2 | Ref 2
|  |  | A |  | S |  |  | M | ASM | LMM | ZN0031001 | PCB ASSY MVP PHASE 2 RELAY-A/04 | 2 | Ref 2
|  |  | A |  | S |  |  | M | ASM | MMM | ZN0031001 | PCB ASSY MVP PHASE 2 RELAY-A/04 | 2 | Ref 2
|  |  | A |  | S |  |  | M | ASM | RMM | ZN0031001 | PCB ASSY MVP PHASE 2 RELAY-A/04 | 2 | Ref 2
|  |  | A |  | S |  |  | M | ASM | SMM | ZN0031001 | PCB ASSY MVP PHASE 2 RELAY-A/04 | 1 | Ref 2
|  |  | A |  | S |  |  | M | ASM | TMM | ZN0031001 | PCB ASSY MVP PHASE 2 RELAY-A/04 | 1 | Ref 2
|  |  | A |  | S |  |  | M | ASM | UMM | ZN0031001 | PCB ASSY MVP PHASE 2 RELAY-A/04 | 1 | Ref 2
|  |  | A |  | S |  |  | M | ASM | VMM | ZN0031001 | PCB ASSY MVP PHASE 2 RELAY-A/04 | 1 | Ref 2
|  |  | A |  | S |  |  | M | ASM | WMM | ZN0031001 | PCB ASSY MVP PHASE 2 RELAY-A/04 | 1 | Ref 2
|  |  | A |  | S |  |  | M | ASM | XMM | ZN0031001 | PCB ASSY MVP PHASE 2 RELAY-A/04 | 1 | Ref 2
|  |  | A |  | S |  |  | M | ASM | ZMM | ZN0031001 | PCB ASSY MVP PHASE 2 RELAY-A/04 | 1 | Ref 2
[5 empty] | S |  |  | M | SM | MA | ZN0005002 | ASSY PCB-OPTO BOARD A/09 | 1 | Ref 3
[5 empty] | S |  |  | M | SM | MG | ZN0017002 | OPTO INPUT BOARD | 1 | Ref 3
[5 empty] | S |  |  | M | SM | MJ | ZN0017012 | OPTO INPUT BOARD | 1 | Ref 3
[5 empty] | S |  |  | M | SM | MK | ZN0017012 | OPTO INPUT BOARD | 1 | Ref 3
[5 empty] | S |  |  | M | SM | MM | ZN0017012 | OPTO INPUT BOARD | 1 | Ref 3
|  |  | A |  | S |  |  | M | ASM | 0MK | ZN0042001 | PCB ASSY - Px40 HIGH BREAK RELAY A/03 | 1 | Ref 4
|  |  | A |  | S |  |  | M | ASM | 1MK | ZN0042001 | PCB ASSY - Px40 HIGH BREAK RELAY A/03 | 1 | Ref 4
|  |  | A |  | S |  |  | M | ASM | 2MK | ZN0042001 | PCB ASSY - Px40 HIGH BREAK RELAY A/03 | 1 | Ref 4
|  |  | A |  | S |  |  | M | ASM | 3MK | ZN0042001 | PCB ASSY - Px40 HIGH BREAK RELAY A/03 | 1 | Ref 4
|  |  | A |  | S |  |  | M | ASM | 4MK | ZN0042001 | PCB ASSY - Px40 HIGH BREAK RELAY A/03 | 1 | Ref 4
|  |  | A |  | S |  |  | M | ASM | 5MK | ZN0042001 | PCB ASSY - Px40 HIGH BREAK RELAY A/03 | 1 | Ref 4
|  |  | A |  | S |  |  | M | ASM | SMK | ZN0042001 | PCB ASSY - Px40 HIGH BREAK RELAY A/03 | 1 | Ref 4
|  |  | A |  | S |  |  | M | ASM | TMK | ZN0042001 | PCB ASSY - Px40 HIGH BREAK RELAY A/03 | 1 | Ref 4
|  |  | A |  | S |  |  | M | ASM | UMK | ZN0042001 | PCB ASSY - Px40 HIGH BREAK RELAY A/03 | 1 | Ref 4
|  |  | A |  | S |  |  | M | ASM | VMK | ZN0042001 | PCB ASSY - Px40 HIGH BREAK RELAY A/03 | 1 | Ref 4
|  |  | A |  | S |  |  | M | ASM | WMK | ZN0042001 | PCB ASSY - Px40 HIGH BREAK RELAY A/03 | 1 | Ref 4
|  |  | A |  | S |  |  | M | ASM | XMK | ZN0042001 | PCB ASSY - Px40 HIGH BREAK RELAY A/03 | 1 | Ref 4
|  |  | A |  | S |  |  | M | ASM | ZMK | ZN0042001 | PCB ASSY - Px40 HIGH BREAK RELAY A/03 | 1 | Ref 4
|  |  | A |  | S |  |  | M | ASM | 0MM | ZN0042001 | PCB ASSY - Px40 HIGH BREAK RELAY A/03 | 1 | Ref 4
|  |  | A |  | S |  |  | M | ASM | 1MM | ZN0042001 | PCB ASSY - Px40 HIGH BREAK RELAY A/03 | 1 | Ref 4
|  |  | A |  | S |  |  | M | ASM | 2MM | ZN0042001 | PCB ASSY - Px40 HIGH BREAK RELAY A/03 | 1 | Ref 4
|  |  | A |  | S |  |  | M | ASM | 3MM | ZN0042001 | PCB ASSY - Px40 HIGH BREAK RELAY A/03 | 1 | Ref 4
|  |  | A |  | S |  |  | M | ASM | 4MM | ZN0042001 | PCB ASSY - Px40 HIGH BREAK RELAY A/03 | 1 | Ref 4
|  |  | A |  | S |  |  | M | ASM | 5MM | ZN0042001 | PCB ASSY - Px40 HIGH BREAK RELAY A/03 | 1 | Ref 4
|  |  | A |  | S |  |  | M | ASM | SMM | ZN0042001 | PCB ASSY - Px40 HIGH BREAK RELAY A/03 | 1 | Ref 4
|  |  | A |  | S |  |  | M | ASM | TMM | ZN0042001 | PCB ASSY - Px40 HIGH BREAK RELAY A/03 | 1 | Ref 4
|  |  | A |  | S |  |  | M | ASM | UMM | ZN0042001 | PCB ASSY - Px40 HIGH BREAK RELAY A/03 | 1 | Ref 4
|  |  | A |  | S |  |  | M | ASM | VMM | ZN0042001 | PCB ASSY - Px40 HIGH BREAK RELAY A/03 | 1 | Ref 4
|  |  | A |  | S |  |  | M | ASM | WMM | ZN0042001 | PCB ASSY - Px40 HIGH BREAK RELAY A/03 | 1 | Ref 4
|  |  | A |  | S |  |  | M | ASM | XMM | ZN0042001 | PCB ASSY - Px40 HIGH BREAK RELAY A/03 | 1 | Ref 4
|  |  | A |  | S |  |  | M | ASM | ZMM | ZN0042001 | PCB ASSY - Px40 HIGH BREAK RELAY A/03 | 1 | Ref 4
|  |  | A |  | S |  |  | M | ASM | DMA | GN0015001 | CURRENT DIFF. MODULE | 1 | Ref 5
|  |  | A |  | S |  |  | M | ASM | EMA | GN0015002 | CURRENT DIFF. MODULE | 1 | Ref 5
|  |  | A |  | S |  |  | M | ASM | BMA | GN0015003 | CURRENT DIFF. MODULE | 1 | Ref 5
|  |  | A |  | S |  |  | M | ASM | CMA | GN0015004 | CURRENT DIFF. MODULE | 1 | Ref 5
|  |  | A |  | S |  |  | M | ASM | FMA | GN0015005 | CURRENT DIFF. MODULE | 1 | Ref 5
|  |  | A |  | S |  |  | M | ASM | GMA | GN0015006 | CURRENT DIFF. MODULE | 1 | Ref 5
|  |  | A |  | S |  |  | M | ASM | DMB | GN0107001 | CURRENT DIFF. MODULE | 1 | Ref 5
|  |  | A |  | S |  |  | M | ASM | DMG | GN0107001 | CURRENT DIFF. MODULE | 1 | Ref 5
|  |  | A |  | S |  |  | M | ASM | DMJ | GN0107001 | CURRENT DIFF. MODULE | 1 | Ref 5
|  |  | A |  | S |  |  | M | ASM | EMB | GN0107002 | CURRENT DIFF. MODULE | 1 | Ref 5
|  |  | A |  | S |  |  | M | ASM | EMG | GN0107002 | CURRENT DIFF. MODULE | 1 | Ref 5
|  |  | A |  | S |  |  | M | ASM | EMJ | GN0107002 | CURRENT DIFF. MODULE | 1 | Ref 5
|  |  | A |  | S |  |  | M | ASM | BMB | GN0107003 | CURRENT DIFF. MODULE | 1 | Ref 5
|  |  | A |  | S |  |  | M | ASM | BMG | GN0107003 | CURRENT DIFF. MODULE | 1 | Ref 5
|  |  | A |  | S |  |  | M | ASM | BMJ | GN0107003 | CURRENT DIFF. MODULE | 1 | Ref 5
|  |  | A |  | S |  |  | M | ASM | CMB | GN0107004 | CURRENT DIFF. MODULE | 1 | Ref 5
|  |  | A |  | S |  |  | M | ASM | CMG | GN0107004 | CURRENT DIFF. MODULE | 1 | Ref 5
|  |  | A |  | S |  |  | M | ASM | CMJ | GN0107004 | CURRENT DIFF. MODULE | 1 | Ref 5
|  |  | A |  | S |  |  | M | ASM | FMB | GN0107005 | CURRENT DIFF. MODULE | 1 | Ref 5
|  |  | A |  | S |  |  | M | ASM | FMG | GN0107005 | CURRENT DIFF. MODULE | 1 | Ref 5
|  |  | A |  | S |  |  | M | ASM | FMJ | GN0107005 | CURRENT DIFF. MODULE | 1 | Ref 5
|  |  | A |  | S |  |  | M | ASM | GMB | GN0107006 | CURRENT DIFF. MODULE | 1 | Ref 5
|  |  | A |  | S |  |  | M | ASM | GMG | GN0107006 | CURRENT DIFF. MODULE | 1 | Ref 5
|  |  | A |  | S |  |  | M | ASM | GMJ | GN0107006 | CURRENT DIFF. MODULE | 1 | Ref 5
|  |  | A |  | S |  |  | M | ASM | AMB | GN0107007 | CURRENT DIFF. MODULE | 1 | Ref 5
|  |  | A |  | S |  |  | M | ASM | AMG | GN0107007 | CURRENT DIFF. MODULE | 1 | Ref 5
|  |  | A |  | S |  |  | M | ASM | AMJ | GN0107007 | CURRENT DIFF. MODULE | 1 | Ref 5
|  |  | A |  | S |  |  | M | ASM | DMK | GN0107008 | ASSY CURRENT DIFF'L | 1 | Ref 5
|  |  | A |  | S |  |  | M | ASM | VMK | GN0107008 | ASSY CURRENT DIFF'L | 1 | Ref 5
|  |  | A |  | S |  |  | M | ASM | EMK | GN0107009 | CURRENT DIFF. MODULE | 1 | Ref 5
|  |  | A |  | S |  |  | M | ASM | WMK | GN0107009 | CURRENT DIFF. MODULE | 1 | Ref 5
|  |  | A |  | S |  |  | M | ASM | BMK | GN0107010 | CURRENT DIFF. MODULE | 1 | Ref 5
|  |  | A |  | S |  |  | M | ASM | TMK | GN0107010 | CURRENT DIFF. MODULE | 1 | Ref 5
|  |  | A |  | S |  |  | M | ASM | CMK | GN0107011 | ASSY CURRENT DIFF'L | 1 | Ref 5
|  |  | A |  | S |  |  | M | ASM | UMK | GN0107011 | ASSY CURRENT DIFF'L | 1 | Ref 5
|  |  | A |  | S |  |  | M | ASM | FMK | GN0107012 | 1550nm (SINGLE MODE & CHANNEL + GPS) | 1 | Ref 5
|  |  | A |  | S |  |  | M | ASM | XMK | GN0107012 | 1550nm (SINGLE MODE & CHANNEL + GPS) | 1 | Ref 5
|  |  | A |  | S |  |  | M | ASM | GMK | GN0107013 | 1550nm (SINGLE MODE DUAL CHANNEL + GPS) | 1 | Ref 5
|  |  | A |  | S |  |  | M | ASM | ZMK | GN0107013 | 1550nm (SINGLE MODE DUAL CHANNEL + GPS) | 1 | Ref 5
|  |  | A |  | S |  |  | M | ASM | AMK | GN0107014 | 820nm (MULTI MODE DUAL CHANNEL + GPS) | 1 | Ref 5
|  |  | A |  | S |  |  | M | ASM | SMK | GN0107014 | 820nm (MULTI MODE DUAL CHANNEL + GPS) | 1 | Ref 5
|  |  | A |  | S |  |  | M | ASM | DMM | GN0107008 | ASSY CURRENT DIFF'L | 1 | Ref 5
|  |  | A |  | S |  |  | M | ASM | VMM | GN0107008 | ASSY CURRENT DIFF'L | 1 | Ref 5
|  |  | A |  | S |  |  | M | ASM | EMM | GN0107009 | CURRENT DIFF. MODULE | 1 | Ref 5
|  |  | A |  | S |  |  | M | ASM | WMM | GN0107009 | CURRENT DIFF. MODULE | 1 | Ref 5
|  |  | A |  | S |  |  | M | ASM | BMM | GN0107010 | CURRENT DIFF. MODULE | 1 | Ref 5
|  |  | A |  | S |  |  | M | ASM | TMM | GN0107010 | CURRENT DIFF. MODULE | 1 | Ref 5
|  |  | A |  | S |  |  | M | ASM | CMM | GN0107011 | ASSY CURRENT DIFF'L | 1 | Ref 5
|  |  | A |  | S |  |  | M | ASM | UMM | GN0107011 | ASSY CURRENT DIFF'L | 1 | Ref 5
|  |  | A |  | S |  |  | M | ASM | FMM | GN0107012 | 1550nm (SINGLE MODE & CHANNEL + GPS) | 1 | Ref 5
|  |  | A |  | S |  |  | M | ASM | XMM | GN0107012 | 1550nm (SINGLE MODE & CHANNEL + GPS) | 1 | Ref 5
|  |  | A |  | S |  |  | M | ASM | GMM | GN0107013 | 1550nm (SINGLE MODE DUAL CHANNEL + GPS) | 1 | Ref 5
|  |  | A |  | S |  |  | M | ASM | ZMM | GN0107013 | 1550nm (SINGLE MODE DUAL CHANNEL + GPS) | 1 | Ref 5
|  |  | A |  | S |  |  | M | ASM | AMM | GN0107014 | 820nm (MULTI MODE DUAL CHANNEL + GPS) | 1 | Ref 5
|  |  | A |  | S |  |  | M | ASM | SMM | GN0107014 | 820nm (MULTI MODE DUAL CHANNEL + GPS) | 1 | Ref 5
|  |  | A |  | S |  |  | M | ASM | HMG | GN0107015 | CURRENT DIFF. MODULE | 1 | Ref 5
|  |  | A |  | S |  |  | M | ASM | HMJ | GN0107015 | CURRENT DIFF. MODULE | 1 | Ref 5
|  |  | A |  | S |  |  | M | ASM | JMG | GN0107016 | CURRENT DIFF. MODULE | 1 | Ref 5
|  |  | A |  | S |  |  | M | ASM | JMJ | GN0107016 | CURRENT DIFF. MODULE | 1 | Ref 5
|  |  | A |  | S |  |  | M | ASM | KMG | GN0107017 | CURRENT DIFF. MODULE | 1 | Ref 5
|  |  | A |  | S |  |  | M | ASM | KMJ | GN0107017 | CURRENT DIFF. MODULE | 1 | Ref 5
|  |  | A |  | S |  |  | M | ASM | LMG | GN0107018 | CURRENT DIFF. MODULE | 1 | Ref 5
|  |  | A |  | S |  |  | M | ASM | LMJ | GN0107018 | CURRENT DIFF. MODULE | 1 | Ref 5
|  |  | A |  | S |  |  | M | ASM | MMG | GN0107019 | CURRENT DIFF. MODULE | 1 | Ref 5
|  |  | A |  | S |  |  | M | ASM | MMJ | GN0107019 | CURRENT DIFF. MODULE | 1 | Ref 5
|  |  | A |  | S |  |  | M | ASM | RMG | GN0107020 | CURRENT DIFF. MODULE | 1 | Ref 5
|  |  | A |  | S |  |  | M | ASM | RMJ | GN0107020 | CURRENT DIFF. MODULE | 1 | Ref 5
|  |  | A |  | S |  |  | M | ASM | 0MK | GN0107021 | 820nm(MULTI MODE)+1300nm(SINGLE M)+GPS | 1 | Ref 5
|  |  | A |  | S |  |  | M | ASM | HMK | GN0107021 | 820nm(MULTI MODE)+1300nm(SINGLE M)+GPS | 1 | Ref 5
|  |  | A |  | S |  |  | M | ASM | 1MK | GN0107022 | 820nm(MULTI MODE)+1300nm(MULTI M)+GPS | 1 | Ref 5
|  |  | A |  | S |  |  | M | ASM | JMK | GN0107022 | 820nm(MULTI MODE)+1300nm(MULTI M)+GPS | 1 | Ref 5
|  |  | A |  | S |  |  | M | ASM | 2MK | GN0107023 | 820nm(MULTI MODE)+1550nm(SINGLE M)+GPS | 1 | Ref 5
|  |  | A |  | S |  |  | M | ASM | KMK | GN0107023 | 820nm(MULTI MODE)+1550nm(SINGLE M)+GPS | 1 | Ref 5
|  |  | A |  | S |  |  | M | ASM | 3MK | GN0107024 | 1300nm(SINGLE MODE)+820nm(MULTI M)+GPS | 1 | Ref 5
|  |  | A |  | S |  |  | M | ASM | LMK | GN0107024 | 1300nm(SINGLE MODE)+820nm(MULTI M)+GPS | 1 | Ref 5
|  |  | A |  | S |  |  | M | ASM | 4MK | GN0107025 | 1300nm(MULTI MODE)+820nm(MULTI M)+GPS | 1 | Ref 5
|  |  | A |  | S |  |  | M | ASM | MMK | GN0107025 | 1300nm(MULTI MODE)+820nm(MULTI M)+GPS | 1 | Ref 5
|  |  | A |  | S |  |  | M | ASM | 5MK | GN0107026 | 1550nm(SINGLE MODE)+820nm(MULTI M)+GPS | 1 | Ref 5
|  |  | A |  | S |  |  | M | ASM | RMK | GN0107026 | 1550nm(SINGLE MODE)+820nm(MULTI M)+GPS | 1 | Ref 5
|  |  | A |  | S |  |  | M | ASM | 0MM | GN0107021 | 820nm(MULTI MODE)+1300nm(SINGLE M)+GPS | 1 | Ref 5
|  |  | A |  | S |  |  | M | ASM | HMM | GN0107021 | 820nm(MULTI MODE)+1300nm(SINGLE M)+GPS | 1 | Ref 5
|  |  | A |  | S |  |  | M | ASM | 1MM | GN0107022 | 820nm(MULTI MODE)+1300nm(MULTI M)+GPS | 1 | Ref 5
|  |  | A |  | S |  |  | M | ASM | JMM | GN0107022 | 820nm(MULTI MODE)+1300nm(MULTI M)+GPS | 1 | Ref 5
|  |  | A |  | S |  |  | M | ASM | 2MM | GN0107023 | 820nm(MULTI MODE)+1550nm(SINGLE M)+GPS | 1 | Ref 5
|  |  | A |  | S |  |  | M | ASM | KMM | GN0107023 | 820nm(MULTI MODE)+1550nm(SINGLE M)+GPS | 1 | Ref 5
|  |  | A |  | S |  |  | M | ASM | 3MM | GN0107024 | 1300nm(SINGLE MODE)+820nm(MULTI M)+GPS | 1 | Ref 5
|  |  | A |  | S |  |  | M | ASM | LMM | GN0107024 | 1300nm(SINGLE MODE)+820nm(MULTI M)+GPS | 1 | Ref 5
|  |  | A |  | S |  |  | M | ASM | 4MM | GN0107025 | 1300nm(MULTI MODE)+820nm(MULTI M)+GPS | 1 | Ref 5
|  |  | A |  | S |  |  | M | ASM | MMM | GN0107025 | 1300nm(MULTI MODE)+820nm(MULTI M)+GPS | 1 | Ref 5
|  |  | A |  | S |  |  | M | ASM | 5MM | GN0107026 | 1550nm(SINGLE MODE)+820nm(MULTI M)+GPS | 1 | Ref 5
|  |  | A |  | S |  |  | M | ASM | RMM | GN0107026 | 1550nm(SINGLE MODE)+820nm(MULTI M)+GPS | 1 | Ref 5
|  |  | A |  | S |  |  | M | ASM | AMA | ZN0003001 | ASSY PCB - CURRENT DIFF PCB - A/10 | 1 | Ref 5
|  | 1 |  |  | S |  |  |  | 1S | 2M | ZN0007001 | ASSY PCB - MVP IRIG-B ONLY - A/11 | 1 | Ref 6
|  | 1 |  |  | S |  |  |  | 1S | 3M | ZN0007002 | ASSY PCB - FIBRE OPTIC ONLY - A/09 | 1 | Ref 6
|  | 1 |  |  | S |  |  |  | 1S | 4M | ZN0007003 | ASSY PCB - IRIG-B & FIBRE OPT - A/11 | 1 | Ref 6
|  | 1 |  | 1 | S |  |  |  | 11S | 55M | ZN0012001 | ASSY PCB-MICOM PX40 ETHERNET COMMS-A/10 | 1 | Ref 6
|  | 1 |  | 1 | S |  |  |  | 11S | 65M | ZN0012004 | ASSY PCB-MICOM PX40 ETHERNET COMMS-A/09 | 1 | Ref 6
|  | 1 |  | 1 | S |  |  |  | 1S | 8M | ZN0025001 | ASSY PCB-REAR COMMS BOARD - A/08 | 1 | Ref 6
|  | 1 |  | 1 | S |  |  |  | 1S | 7M | ZN0025002 | ASSY PCB - REAR COMMS BOARD - A/07 | 1 | Ref 6
|  | 1 |  | 1 | S |  |  |  | 11S | 66M | ZN0049001 | PCB ASSY - Px40 100Mhz Ethernet Bd- A/01 | 1 | Ref 6
|  | 1 |  | 1 | S |  |  |  | 11S | 67M | ZN0049001 | PCB ASSY - Px40 100Mhz Ethernet Bd- A/01 | 1 | Ref 6
|  | 1 |  | 1 | S |  |  |  | 11S | 68M | ZN0049001 | PCB ASSY - Px40 100Mhz Ethernet Bd- A/01 | 1 | Ref 6
|  | 1 |  |  | S |  |  |  | 1S | FM | ZN0025001 | ASSY PCB-REAR COMMS BOARD - A/08 | 1 | Ref 6
|  | 1 |  |  | S |  |  |  | 1S | EM | ZN0025002 | ASSY PCB - REAR COMMS BOARD - A/07 | 1 | Ref 6
|  | 1 |  |  | S |  |  |  | 1S | AM | ZN0049002 | PCB ASSY - Px40 100Mhz Ethernet bd- A/01 | 1 | Ref 6
|  | 1 |  |  | S |  |  |  | 1S | BM | ZN0049003 | PCB ASSY - Px40 100Mhz Ethernet bd- A/01 | 1 | Ref 6
|  | 1 |  |  | S |  |  |  | 1S | CM | ZN0049004 | PCB ASSY - Px40 NON-MOD IRIG-B bd - A/01 | 1 | Ref 6
|  | 1 |  |  | S |  |  |  | 1S | GM | ZN0071001 | Px40 DREB PH1-ST MM FIB MOD IRIG-B | 1 | Ref 6
|  | 1 |  |  | S |  |  |  | 1S | HM | ZN0071002 | Px40 DREB PH1-ST MM FIB DEMOD IRIG-B | 1 | Ref 6
|  | 1 |  |  | S |  |  |  | 1S | JM | ZN0071005 | Px40 DREB PH1-ST MM FIB MOD IRIG-B | 1 | Ref 6
|  | 1 |  |  | S |  |  |  | 1S | KM | ZN0071006 | Px40 DREB PH1-ST MM FIB DEMOD IRIG-B | 1 | Ref 6
|  | 1 |  |  | S |  |  |  | 1S | LM | ZN0071007 | Px40 DREB PH1-STMMFIB MOD IRIG-B-DHP | 1 | Ref 6
|  | 1 |  |  | S |  |  |  | 1S | MM | ZN0071008 | Px40 DREB PH1-ST MM FIB DEMOD IRIG-B | 1 | Ref 6
|  | 1 | [6 empty] | 1 | N | ZN0071009 | Px40 PCB ASSY - REB - ST MULTI MODE FIBRE MODULATED IRIG-B - PRP | 1 | Ref 6
|  | 1 | [6 empty] | 1 | P | ZN0071010 | Px40 PCB ASSY - REB - ST MULTI MODE FIBRE DEMODULATED IRIG-B - PRP | 1 | Ref 6
|  | 1 | [6 empty] | 1 | R | ZN0087001 | PX40 - Redundant Ethernet board FO with Universal IRIG-B (Dual Fiber) | 1 | Ref 6
|  | 1 | [6 empty] | 1 | S | ZN0087002 | Redundant Ethernet board Cu with Universal IRIG-B (Dual Cu) | 1 | Ref 6
|  | 1 | [6 empty] | 1 | T | ZN0087003 | PX40 - Ethernet board wth Universal IRIG-B (Single Cu / single Fiber) | 1 | Ref 6
[5 empty] | S |  |  | M | SM | MA | GN0010002 | INPUT MODULE Current Differential 1 & 2 | 1 | Ref 23
[5 empty] | S |  |  | M | SM | MB | GN0010022 | INPUT CURRENT DIFF 1&2/Phase Comparison | 1 | Ref 23
[5 empty] | S |  |  | M | SM | MG | GN0010052 | INPUT-Current Diff 1&2/ Phase-Comparison | 1 | Ref 23
[5 empty] | S |  |  | M | SM | MJ | GN0010072 | INPUT-Current Diff 1&2/ Phase-Comparison | 1 | Ref 23
[5 empty] | S |  |  | M | SM | MK | GN0010072 | INPUT-Current Diff 1&2/ Phase-Comparison | 1 | Ref 23
[5 empty] | S |  |  | M | SM | MM | GN0010072 | INPUT-Current Diff 1&2/ Phase-Comparison | 1 | Ref 23
[5 empty] | S | 0 | 91 | M | S0M | P0K | GN0277005C | F/ASSY USER INTERFACE (60TE) EXTENDED | 1 | Ref 22
[5 empty] | S | 0 | 91 | M | S0M | P5K | GN0277005C | F/ASSY USER INTERFACE (60TE) EXTENDED | 1 | Ref 22
[5 empty] | S | 0 | 91 | M | S0M | PCK | GN0277006C | FINAL ASSY CHINESE USER INTERFACE (60TE) | 1 | Ref 22
[5 empty] | S | 0 |  | M | S0M | P0M | GN0277003C | F/ASSY USER INTERFACE (60TE) EXTENDED PHII | 1 | Ref 22
[5 empty] | S | 0 |  | M | S0M | P5M | GN0277003C | F/ASSY USER INTERFACE (60TE) EXTENDED PHII | 1 | Ref 22
[5 empty] | S | 0 |  | M | S0M | PCM | GN0277004C | FINAL ASSY CHINESE USER INTERFACE (60TE) | 1 | Ref 22
| 7 |  |  |  | S |  |  | M | 7SM | 1PA | ZN0001001C | ASSY PCB MVP P/S 24/54VDC-A/06 | 1 | Ref 1
| 7 |  |  |  | S |  |  | M | 7SM | 2PA | ZN0001002C | ASSY PCB MVP P/S 48/125VDC-A/06 | 1 | Ref 1
| 7 |  |  |  | S |  |  | M | 7SM | 3PA | ZN0001003C | PCB ASSY-48/1252V P.SUPPLY A/06 | 1 | Ref 1
| 7 |  |  |  | S |  |  | M | 7SM | 1PB | ZN0021001C | PCB ASSY PX40 PHASE 2 PSU 24/54V A/11 | 1 | Ref 1
| 7 |  |  |  | S |  |  | M | 7SM | 1PG | ZN0021001C | PCB ASSY PX40 PHASE 2 PSU 24/54V A/11 | 1 | Ref 1
| 7 |  |  |  | S |  |  | M | 7SM | 1PJ | ZN0021001C | PCB ASSY PX40 PHASE 2 PSU 24/54V A/11 | 1 | Ref 1
| 7 |  |  |  | S |  |  | M | 7SM | 1PK | ZN0021001C | PCB ASSY PX40 PHASE 2 PSU 24/54V A/11 | 1 | Ref 1
| 7 |  |  |  | S |  |  | M | 7SM | 1PM | ZN0021001C | PCB ASSY PX40 PHASE 2 PSU 24/54V A/11 | 1 | Ref 1
| 7 |  |  |  | S |  |  | M | 7SM | 2PB | ZN0021002C | PCB ASSY PX40 PHASE 2 PSU 48/125V A/10 | 1 | Ref 1
| 7 |  |  |  | S |  |  | M | 7SM | 2PG | ZN0021002C | PCB ASSY PX40 PHASE 2 PSU 48/125V A/10 | 1 | Ref 1
| 7 |  |  |  | S |  |  | M | 7SM | 2PJ | ZN0021002C | PCB ASSY PX40 PHASE 2 PSU 48/125V A/10 | 1 | Ref 1
| 7 |  |  |  | S |  |  | M | 7SM | 2PK | ZN0021002C | PCB ASSY PX40 PHASE 2 PSU 48/125V A/10 | 1 | Ref 1
| 7 |  |  |  | S |  |  | M | 7SM | 2PM | ZN0021002C | PCB ASSY PX40 PHASE 2 PSU 48/125V A/10 | 1 | Ref 1
| 7 |  |  |  | S |  |  | M | 7SM | 3PB | ZN0021003C | PCB ASSY PX40 PHASE2 PSU 110/250V-A/10 | 1 | Ref 1
| 7 |  |  |  | S |  |  | M | 7SM | 3PG | ZN0021003C | PCB ASSY PX40 PHASE2 PSU 110/250V-A/10 | 1 | Ref 1
| 7 |  |  |  | S |  |  | M | 7SM | 3PJ | ZN0021003C | PCB ASSY PX40 PHASE2 PSU 110/250V-A/10 | 1 | Ref 1
| 7 |  |  |  | S |  |  | M | 7SM | 3PK | ZN0021003C | PCB ASSY PX40 PHASE2 PSU 110/250V-A/10 | 1 | Ref 1
| 7 |  |  |  | S |  |  | M | 7SM | 3PM | ZN0021003C | PCB ASSY PX40 PHASE2 PSU 110/250V-A/10 | 1 | Ref 1
[5 empty] | S |  |  | M | SM | PA | ZN0002001C | ASSY PCB MVP A/08 (OUTPUT ) | 2 | Ref 2
|  |  | A |  | S |  |  | M | ASM | 0PK | ZN0031001C | PCB ASSY MVP PHASE 2 RELAY-A/04 | 1 | Ref 2
|  |  | A |  | S |  |  | M | ASM | 1PK | ZN0031001C | PCB ASSY MVP PHASE 2 RELAY-A/04 | 1 | Ref 2
|  |  | A |  | S |  |  | M | ASM | 2PK | ZN0031001C | PCB ASSY MVP PHASE 2 RELAY-A/04 | 1 | Ref 2
|  |  | A |  | S |  |  | M | ASM | 3PK | ZN0031001C | PCB ASSY MVP PHASE 2 RELAY-A/04 | 1 | Ref 2
|  |  | A |  | S |  |  | M | ASM | 4PK | ZN0031001C | PCB ASSY MVP PHASE 2 RELAY-A/04 | 1 | Ref 2
|  |  | A |  | S |  |  | M | ASM | 5PK | ZN0031001C | PCB ASSY MVP PHASE 2 RELAY-A/04 | 1 | Ref 2
|  |  | A |  | S |  |  | M | ASM | APK | ZN0031001C | PCB ASSY MVP PHASE 2 RELAY-A/04 | 2 | Ref 2
|  |  | A |  | S |  |  | M | ASM | BPK | ZN0031001C | PCB ASSY MVP PHASE 2 RELAY-A/04 | 2 | Ref 2
|  |  | A |  | S |  |  | M | ASM | CPK | ZN0031001C | PCB ASSY MVP PHASE 2 RELAY-A/04 | 2 | Ref 2
|  |  | A |  | S |  |  | M | ASM | DPK | ZN0031001C | PCB ASSY MVP PHASE 2 RELAY-A/04 | 2 | Ref 2
|  |  | A |  | S |  |  | M | ASM | EPK | ZN0031001C | PCB ASSY MVP PHASE 2 RELAY-A/04 | 2 | Ref 2
|  |  | A |  | S |  |  | M | ASM | FPK | ZN0031001C | PCB ASSY MVP PHASE 2 RELAY-A/04 | 2 | Ref 2
|  |  | A |  | S |  |  | M | ASM | GPK | ZN0031001C | PCB ASSY MVP PHASE 2 RELAY-A/04 | 2 | Ref 2
|  |  | A |  | S |  |  | M | ASM | HPK | ZN0031001C | PCB ASSY MVP PHASE 2 RELAY-A/04 | 2 | Ref 2
|  |  | A |  | S |  |  | M | ASM | JPK | ZN0031001C | PCB ASSY MVP PHASE 2 RELAY-A/04 | 2 | Ref 2
|  |  | A |  | S |  |  | M | ASM | KPK | ZN0031001C | PCB ASSY MVP PHASE 2 RELAY-A/04 | 2 | Ref 2
|  |  | A |  | S |  |  | M | ASM | LPK | ZN0031001C | PCB ASSY MVP PHASE 2 RELAY-A/04 | 2 | Ref 2
|  |  | A |  | S |  |  | M | ASM | PPK | ZN0031001C | PCB ASSY MVP PHASE 2 RELAY-A/04 | 2 | Ref 2
|  |  | A |  | S |  |  | M | ASM | RPK | ZN0031001C | PCB ASSY MVP PHASE 2 RELAY-A/04 | 2 | Ref 2
|  |  | A |  | S |  |  | M | ASM | SPK | ZN0031001C | PCB ASSY MVP PHASE 2 RELAY-A/04 | 1 | Ref 2
|  |  | A |  | S |  |  | M | ASM | TPK | ZN0031001C | PCB ASSY MVP PHASE 2 RELAY-A/04 | 1 | Ref 2
|  |  | A |  | S |  |  | M | ASM | UPK | ZN0031001C | PCB ASSY MVP PHASE 2 RELAY-A/04 | 1 | Ref 2
|  |  | A |  | S |  |  | M | ASM | VPK | ZN0031001C | PCB ASSY MVP PHASE 2 RELAY-A/04 | 1 | Ref 2
|  |  | A |  | S |  |  | M | ASM | WPK | ZN0031001C | PCB ASSY MVP PHASE 2 RELAY-A/04 | 1 | Ref 2
|  |  | A |  | S |  |  | M | ASM | XPK | ZN0031001C | PCB ASSY MVP PHASE 2 RELAY-A/04 | 1 | Ref 2
|  |  | A |  | S |  |  | M | ASM | ZPK | ZN0031001C | PCB ASSY MVP PHASE 2 RELAY-A/04 | 1 | Ref 2
|  |  | A |  | S |  |  | M | ASM | 0PM | ZN0031001C | PCB ASSY MVP PHASE 2 RELAY-A/04 | 1 | Ref 2
|  |  | A |  | S |  |  | M | ASM | 1PM | ZN0031001C | PCB ASSY MVP PHASE 2 RELAY-A/04 | 1 | Ref 2
|  |  | A |  | S |  |  | M | ASM | 2PM | ZN0031001C | PCB ASSY MVP PHASE 2 RELAY-A/04 | 1 | Ref 2
|  |  | A |  | S |  |  | M | ASM | 3PM | ZN0031001C | PCB ASSY MVP PHASE 2 RELAY-A/04 | 1 | Ref 2
|  |  | A |  | S |  |  | M | ASM | 4PM | ZN0031001C | PCB ASSY MVP PHASE 2 RELAY-A/04 | 1 | Ref 2
|  |  | A |  | S |  |  | M | ASM | 5PM | ZN0031001C | PCB ASSY MVP PHASE 2 RELAY-A/04 | 1 | Ref 2
|  |  | A |  | S |  |  | M | ASM | APM | ZN0031001C | PCB ASSY MVP PHASE 2 RELAY-A/04 | 2 | Ref 2
|  |  | A |  | S |  |  | M | ASM | BPM | ZN0031001C | PCB ASSY MVP PHASE 2 RELAY-A/04 | 2 | Ref 2
|  |  | A |  | S |  |  | M | ASM | CPM | ZN0031001C | PCB ASSY MVP PHASE 2 RELAY-A/04 | 2 | Ref 2
|  |  | A |  | S |  |  | M | ASM | DPM | ZN0031001C | PCB ASSY MVP PHASE 2 RELAY-A/04 | 2 | Ref 2
|  |  | A |  | S |  |  | M | ASM | EPM | ZN0031001C | PCB ASSY MVP PHASE 2 RELAY-A/04 | 2 | Ref 2
|  |  | A |  | S |  |  | M | ASM | FPM | ZN0031001C | PCB ASSY MVP PHASE 2 RELAY-A/04 | 2 | Ref 2
|  |  | A |  | S |  |  | M | ASM | GPM | ZN0031001C | PCB ASSY MVP PHASE 2 RELAY-A/04 | 2 | Ref 2
|  |  | A |  | S |  |  | M | ASM | HPM | ZN0031001C | PCB ASSY MVP PHASE 2 RELAY-A/04 | 2 | Ref 2
|  |  | A |  | S |  |  | M | ASM | JPM | ZN0031001C | PCB ASSY MVP PHASE 2 RELAY-A/04 | 2 | Ref 2
|  |  | A |  | S |  |  | M | ASM | KPM | ZN0031001C | PCB ASSY MVP PHASE 2 RELAY-A/04 | 2 | Ref 2
|  |  | A |  | S |  |  | M | ASM | LPM | ZN0031001C | PCB ASSY MVP PHASE 2 RELAY-A/04 | 2 | Ref 2
|  |  | A |  | S |  |  | M | ASM | PPM | ZN0031001C | PCB ASSY MVP PHASE 2 RELAY-A/04 | 2 | Ref 2
|  |  | A |  | S |  |  | M | ASM | RPM | ZN0031001C | PCB ASSY MVP PHASE 2 RELAY-A/04 | 2 | Ref 2
|  |  | A |  | S |  |  | M | ASM | SPM | ZN0031001C | PCB ASSY MVP PHASE 2 RELAY-A/04 | 1 | Ref 2
|  |  | A |  | S |  |  | M | ASM | TPM | ZN0031001C | PCB ASSY MVP PHASE 2 RELAY-A/04 | 1 | Ref 2
|  |  | A |  | S |  |  | M | ASM | UPM | ZN0031001C | PCB ASSY MVP PHASE 2 RELAY-A/04 | 1 | Ref 2
|  |  | A |  | S |  |  | M | ASM | VPM | ZN0031001C | PCB ASSY MVP PHASE 2 RELAY-A/04 | 1 | Ref 2
|  |  | A |  | S |  |  | M | ASM | WPM | ZN0031001C | PCB ASSY MVP PHASE 2 RELAY-A/04 | 1 | Ref 2
|  |  | A |  | S |  |  | M | ASM | XPM | ZN0031001C | PCB ASSY MVP PHASE 2 RELAY-A/04 | 1 | Ref 2
|  |  | A |  | S |  |  | M | ASM | ZPM | ZN0031001C | PCB ASSY MVP PHASE 2 RELAY-A/04 | 1 | Ref 2
[5 empty] | S |  |  | M | SM | PA | ZN0005002C | ASSY PCB-OPTO BOARD A/09 | 1 | Ref 3
[5 empty] | S |  |  | M | SM | PG | ZN0017002C | OPTO INPUT BOARD | 1 | Ref 3
[5 empty] | S |  |  | M | SM | PJ | ZN0017012C | OPTO INPUT BOARD | 1 | Ref 3
[5 empty] | S |  |  | M | SM | PK | ZN0017012C | OPTO INPUT BOARD | 1 | Ref 3
[5 empty] | S |  |  | M | SM | PM | ZN0017012C | OPTO INPUT BOARD | 1 | Ref 3
|  |  | A |  | S |  |  | M | ASM | 0PK | ZN0042001C | PCB ASSY - Px40 HIGH BREAK RELAY A/03 | 1 | Ref 4
|  |  | A |  | S |  |  | M | ASM | 1PK | ZN0042001C | PCB ASSY - Px40 HIGH BREAK RELAY A/03 | 1 | Ref 4
|  |  | A |  | S |  |  | M | ASM | 2PK | ZN0042001C | PCB ASSY - Px40 HIGH BREAK RELAY A/03 | 1 | Ref 4
|  |  | A |  | S |  |  | M | ASM | 3PK | ZN0042001C | PCB ASSY - Px40 HIGH BREAK RELAY A/03 | 1 | Ref 4
|  |  | A |  | S |  |  | M | ASM | 4PK | ZN0042001C | PCB ASSY - Px40 HIGH BREAK RELAY A/03 | 1 | Ref 4
|  |  | A |  | S |  |  | M | ASM | 5PK | ZN0042001C | PCB ASSY - Px40 HIGH BREAK RELAY A/03 | 1 | Ref 4
|  |  | A |  | S |  |  | M | ASM | SPK | ZN0042001C | PCB ASSY - Px40 HIGH BREAK RELAY A/03 | 1 | Ref 4
|  |  | A |  | S |  |  | M | ASM | TPK | ZN0042001C | PCB ASSY - Px40 HIGH BREAK RELAY A/03 | 1 | Ref 4
|  |  | A |  | S |  |  | M | ASM | UPK | ZN0042001C | PCB ASSY - Px40 HIGH BREAK RELAY A/03 | 1 | Ref 4
|  |  | A |  | S |  |  | M | ASM | VPK | ZN0042001C | PCB ASSY - Px40 HIGH BREAK RELAY A/03 | 1 | Ref 4
|  |  | A |  | S |  |  | M | ASM | WPK | ZN0042001C | PCB ASSY - Px40 HIGH BREAK RELAY A/03 | 1 | Ref 4
|  |  | A |  | S |  |  | M | ASM | XPK | ZN0042001C | PCB ASSY - Px40 HIGH BREAK RELAY A/03 | 1 | Ref 4
|  |  | A |  | S |  |  | M | ASM | ZPK | ZN0042001C | PCB ASSY - Px40 HIGH BREAK RELAY A/03 | 1 | Ref 4
|  |  | A |  | S |  |  | M | ASM | 0PM | ZN0042001C | PCB ASSY - Px40 HIGH BREAK RELAY A/03 | 1 | Ref 4
|  |  | A |  | S |  |  | M | ASM | 1PM | ZN0042001C | PCB ASSY - Px40 HIGH BREAK RELAY A/03 | 1 | Ref 4
|  |  | A |  | S |  |  | M | ASM | 2PM | ZN0042001C | PCB ASSY - Px40 HIGH BREAK RELAY A/03 | 1 | Ref 4
|  |  | A |  | S |  |  | M | ASM | 3PM | ZN0042001C | PCB ASSY - Px40 HIGH BREAK RELAY A/03 | 1 | Ref 4
|  |  | A |  | S |  |  | M | ASM | 4PM | ZN0042001C | PCB ASSY - Px40 HIGH BREAK RELAY A/03 | 1 | Ref 4
|  |  | A |  | S |  |  | M | ASM | 5PM | ZN0042001C | PCB ASSY - Px40 HIGH BREAK RELAY A/03 | 1 | Ref 4
|  |  | A |  | S |  |  | M | ASM | SPM | ZN0042001C | PCB ASSY - Px40 HIGH BREAK RELAY A/03 | 1 | Ref 4
|  |  | A |  | S |  |  | M | ASM | TPM | ZN0042001C | PCB ASSY - Px40 HIGH BREAK RELAY A/03 | 1 | Ref 4
|  |  | A |  | S |  |  | M | ASM | UPM | ZN0042001C | PCB ASSY - Px40 HIGH BREAK RELAY A/03 | 1 | Ref 4
|  |  | A |  | S |  |  | M | ASM | VPM | ZN0042001C | PCB ASSY - Px40 HIGH BREAK RELAY A/03 | 1 | Ref 4
|  |  | A |  | S |  |  | M | ASM | WPM | ZN0042001C | PCB ASSY - Px40 HIGH BREAK RELAY A/03 | 1 | Ref 4
|  |  | A |  | S |  |  | M | ASM | XPM | ZN0042001C | PCB ASSY - Px40 HIGH BREAK RELAY A/03 | 1 | Ref 4
|  |  | A |  | S |  |  | M | ASM | ZPM | ZN0042001C | PCB ASSY - Px40 HIGH BREAK RELAY A/03 | 1 | Ref 4
|  |  | A |  | S |  |  | M | ASM | DPA | GN0015001C | CURRENT DIFF. MODULE | 1 | Ref 5
|  |  | A |  | S |  |  | M | ASM | EPA | GN0015002C | CURRENT DIFF. MODULE | 1 | Ref 5
|  |  | A |  | S |  |  | M | ASM | BPA | GN0015003C | CURRENT DIFF. MODULE | 1 | Ref 5
|  |  | A |  | S |  |  | M | ASM | CPA | GN0015004C | CURRENT DIFF. MODULE | 1 | Ref 5
|  |  | A |  | S |  |  | M | ASM | FPA | GN0015005C | CURRENT DIFF. MODULE | 1 | Ref 5
|  |  | A |  | S |  |  | M | ASM | GPA | GN0015006C | CURRENT DIFF. MODULE | 1 | Ref 5
|  |  | A |  | S |  |  | M | ASM | DPB | GN0107001C | CURRENT DIFF. MODULE | 1 | Ref 5
|  |  | A |  | S |  |  | M | ASM | DPG | GN0107001C | CURRENT DIFF. MODULE | 1 | Ref 5
|  |  | A |  | S |  |  | M | ASM | DPJ | GN0107001C | CURRENT DIFF. MODULE | 1 | Ref 5
|  |  | A |  | S |  |  | M | ASM | EPB | GN0107002C | CURRENT DIFF. MODULE | 1 | Ref 5
|  |  | A |  | S |  |  | M | ASM | EPG | GN0107002C | CURRENT DIFF. MODULE | 1 | Ref 5
|  |  | A |  | S |  |  | M | ASM | EPJ | GN0107002C | CURRENT DIFF. MODULE | 1 | Ref 5
|  |  | A |  | S |  |  | M | ASM | BPB | GN0107003C | CURRENT DIFF. MODULE | 1 | Ref 5
|  |  | A |  | S |  |  | M | ASM | BPG | GN0107003C | CURRENT DIFF. MODULE | 1 | Ref 5
|  |  | A |  | S |  |  | M | ASM | BPJ | GN0107003C | CURRENT DIFF. MODULE | 1 | Ref 5
|  |  | A |  | S |  |  | M | ASM | CPB | GN0107004C | CURRENT DIFF. MODULE | 1 | Ref 5
|  |  | A |  | S |  |  | M | ASM | CPG | GN0107004C | CURRENT DIFF. MODULE | 1 | Ref 5
|  |  | A |  | S |  |  | M | ASM | CPJ | GN0107004C | CURRENT DIFF. MODULE | 1 | Ref 5
|  |  | A |  | S |  |  | M | ASM | FPB | GN0107005C | CURRENT DIFF. MODULE | 1 | Ref 5
|  |  | A |  | S |  |  | M | ASM | FPG | GN0107005C | CURRENT DIFF. MODULE | 1 | Ref 5
|  |  | A |  | S |  |  | M | ASM | FPJ | GN0107005C | CURRENT DIFF. MODULE | 1 | Ref 5
|  |  | A |  | S |  |  | M | ASM | GPB | GN0107006C | CURRENT DIFF. MODULE | 1 | Ref 5
|  |  | A |  | S |  |  | M | ASM | GPG | GN0107006C | CURRENT DIFF. MODULE | 1 | Ref 5
|  |  | A |  | S |  |  | M | ASM | GPJ | GN0107006C | CURRENT DIFF. MODULE | 1 | Ref 5
|  |  | A |  | S |  |  | M | ASM | APB | GN0107007C | CURRENT DIFF. MODULE | 1 | Ref 5
|  |  | A |  | S |  |  | M | ASM | APG | GN0107007C | CURRENT DIFF. MODULE | 1 | Ref 5
|  |  | A |  | S |  |  | M | ASM | APJ | GN0107007C | CURRENT DIFF. MODULE | 1 | Ref 5
|  |  | A |  | S |  |  | M | ASM | DPK | GN0107008C | ASSY CURRENT DIFF'L | 1 | Ref 5
|  |  | A |  | S |  |  | M | ASM | VPK | GN0107008C | ASSY CURRENT DIFF'L | 1 | Ref 5
|  |  | A |  | S |  |  | M | ASM | EPK | GN0107009C | CURRENT DIFF. MODULE | 1 | Ref 5
|  |  | A |  | S |  |  | M | ASM | WPK | GN0107009C | CURRENT DIFF. MODULE | 1 | Ref 5
|  |  | A |  | S |  |  | M | ASM | BPK | GN0107010C | CURRENT DIFF. MODULE | 1 | Ref 5
|  |  | A |  | S |  |  | M | ASM | TPK | GN0107010C | CURRENT DIFF. MODULE | 1 | Ref 5
|  |  | A |  | S |  |  | M | ASM | CPK | GN0107011C | ASSY CURRENT DIFF'L | 1 | Ref 5
|  |  | A |  | S |  |  | M | ASM | UPK | GN0107011C | ASSY CURRENT DIFF'L | 1 | Ref 5
|  |  | A |  | S |  |  | M | ASM | FPK | GN0107012C | 1550nm (SINGLE MODE & CHANNEL + GPS) | 1 | Ref 5
|  |  | A |  | S |  |  | M | ASM | XPK | GN0107012C | 1550nm (SINGLE MODE & CHANNEL + GPS) | 1 | Ref 5
|  |  | A |  | S |  |  | M | ASM | GPK | GN0107013C | 1550nm (SINGLE MODE DUAL CHANNEL + GPS) | 1 | Ref 5
|  |  | A |  | S |  |  | M | ASM | ZPK | GN0107013C | 1550nm (SINGLE MODE DUAL CHANNEL + GPS) | 1 | Ref 5
|  |  | A |  | S |  |  | M | ASM | APK | GN0107014C | 820nm (MULTI MODE DUAL CHANNEL + GPS) | 1 | Ref 5
|  |  | A |  | S |  |  | M | ASM | SPK | GN0107014C | 820nm (MULTI MODE DUAL CHANNEL + GPS) | 1 | Ref 5
|  |  | A |  | S |  |  | M | ASM | DPM | GN0107008C | ASSY CURRENT DIFF'L | 1 | Ref 5
|  |  | A |  | S |  |  | M | ASM | VPM | GN0107008C | ASSY CURRENT DIFF'L | 1 | Ref 5
|  |  | A |  | S |  |  | M | ASM | EPM | GN0107009C | CURRENT DIFF. MODULE | 1 | Ref 5
|  |  | A |  | S |  |  | M | ASM | WPM | GN0107009C | CURRENT DIFF. MODULE | 1 | Ref 5
|  |  | A |  | S |  |  | M | ASM | BPM | GN0107010C | CURRENT DIFF. MODULE | 1 | Ref 5
|  |  | A |  | S |  |  | M | ASM | TPM | GN0107010C | CURRENT DIFF. MODULE | 1 | Ref 5
|  |  | A |  | S |  |  | M | ASM | CPM | GN0107011C | ASSY CURRENT DIFF'L | 1 | Ref 5
|  |  | A |  | S |  |  | M | ASM | UPM | GN0107011C | ASSY CURRENT DIFF'L | 1 | Ref 5
|  |  | A |  | S |  |  | M | ASM | FPM | GN0107012C | 1550nm (SINGLE MODE & CHANNEL + GPS) | 1 | Ref 5
|  |  | A |  | S |  |  | M | ASM | XPM | GN0107012C | 1550nm (SINGLE MODE & CHANNEL + GPS) | 1 | Ref 5
|  |  | A |  | S |  |  | M | ASM | GPM | GN0107013C | 1550nm (SINGLE MODE DUAL CHANNEL + GPS) | 1 | Ref 5
|  |  | A |  | S |  |  | M | ASM | ZPM | GN0107013C | 1550nm (SINGLE MODE DUAL CHANNEL + GPS) | 1 | Ref 5
|  |  | A |  | S |  |  | M | ASM | APM | GN0107014C | 820nm (MULTI MODE DUAL CHANNEL + GPS) | 1 | Ref 5
|  |  | A |  | S |  |  | M | ASM | SPM | GN0107014C | 820nm (MULTI MODE DUAL CHANNEL + GPS) | 1 | Ref 5
|  |  | A |  | S |  |  | M | ASM | HPG | GN0107015C | CURRENT DIFF. MODULE | 1 | Ref 5
|  |  | A |  | S |  |  | M | ASM | HPJ | GN0107015C | CURRENT DIFF. MODULE | 1 | Ref 5
|  |  | A |  | S |  |  | M | ASM | JPG | GN0107016C | CURRENT DIFF. MODULE | 1 | Ref 5
|  |  | A |  | S |  |  | M | ASM | JPJ | GN0107016C | CURRENT DIFF. MODULE | 1 | Ref 5
|  |  | A |  | S |  |  | M | ASM | KPG | GN0107017C | CURRENT DIFF. MODULE | 1 | Ref 5
|  |  | A |  | S |  |  | M | ASM | KPJ | GN0107017C | CURRENT DIFF. MODULE | 1 | Ref 5
|  |  | A |  | S |  |  | M | ASM | LPG | GN0107018C | CURRENT DIFF. MODULE | 1 | Ref 5
|  |  | A |  | S |  |  | M | ASM | LPJ | GN0107018C | CURRENT DIFF. MODULE | 1 | Ref 5
|  |  | A |  | S |  |  | M | ASM | PPG | GN0107019C | CURRENT DIFF. MODULE | 1 | Ref 5
|  |  | A |  | S |  |  | M | ASM | PPJ | GN0107019C | CURRENT DIFF. MODULE | 1 | Ref 5
|  |  | A |  | S |  |  | M | ASM | RPG | GN0107020C | CURRENT DIFF. MODULE | 1 | Ref 5
|  |  | A |  | S |  |  | M | ASM | RPJ | GN0107020C | CURRENT DIFF. MODULE | 1 | Ref 5
|  |  | A |  | S |  |  | M | ASM | 0PK | GN0107021C | 820nm(MULTI MODE)+1300nm(SINGLE M)+GPS | 1 | Ref 5
|  |  | A |  | S |  |  | M | ASM | HPK | GN0107021C | 820nm(MULTI MODE)+1300nm(SINGLE M)+GPS | 1 | Ref 5
|  |  | A |  | S |  |  | M | ASM | 1PK | GN0107022C | 820nm(MULTI MODE)+1300nm(MULTI M)+GPS | 1 | Ref 5
|  |  | A |  | S |  |  | M | ASM | JPK | GN0107022C | 820nm(MULTI MODE)+1300nm(MULTI M)+GPS | 1 | Ref 5
|  |  | A |  | S |  |  | M | ASM | 2PK | GN0107023C | 820nm(MULTI MODE)+1550nm(SINGLE M)+GPS | 1 | Ref 5
|  |  | A |  | S |  |  | M | ASM | KPK | GN0107023C | 820nm(MULTI MODE)+1550nm(SINGLE M)+GPS | 1 | Ref 5
|  |  | A |  | S |  |  | M | ASM | 3PK | GN0107024C | 1300nm(SINGLE MODE)+820nm(MULTI M)+GPS | 1 | Ref 5
|  |  | A |  | S |  |  | M | ASM | LPK | GN0107024C | 1300nm(SINGLE MODE)+820nm(MULTI M)+GPS | 1 | Ref 5
|  |  | A |  | S |  |  | M | ASM | 4PK | GN0107025C | 1300nm(MULTI MODE)+820nm(MULTI M)+GPS | 1 | Ref 5
|  |  | A |  | S |  |  | M | ASM | PPK | GN0107025C | 1300nm(MULTI MODE)+820nm(MULTI M)+GPS | 1 | Ref 5
|  |  | A |  | S |  |  | M | ASM | 5PK | GN0107026C | 1550nm(SINGLE MODE)+820nm(MULTI M)+GPS | 1 | Ref 5
|  |  | A |  | S |  |  | M | ASM | RPK | GN0107026C | 1550nm(SINGLE MODE)+820nm(MULTI M)+GPS | 1 | Ref 5
|  |  | A |  | S |  |  | M | ASM | 0PM | GN0107021C | 820nm(MULTI MODE)+1300nm(SINGLE M)+GPS | 1 | Ref 5
|  |  | A |  | S |  |  | M | ASM | HPM | GN0107021C | 820nm(MULTI MODE)+1300nm(SINGLE M)+GPS | 1 | Ref 5
|  |  | A |  | S |  |  | M | ASM | 1PM | GN0107022C | 820nm(MULTI MODE)+1300nm(MULTI M)+GPS | 1 | Ref 5
|  |  | A |  | S |  |  | M | ASM | JPM | GN0107022C | 820nm(MULTI MODE)+1300nm(MULTI M)+GPS | 1 | Ref 5
|  |  | A |  | S |  |  | M | ASM | 2PM | GN0107023C | 820nm(MULTI MODE)+1550nm(SINGLE M)+GPS | 1 | Ref 5
|  |  | A |  | S |  |  | M | ASM | KPM | GN0107023C | 820nm(MULTI MODE)+1550nm(SINGLE M)+GPS | 1 | Ref 5
|  |  | A |  | S |  |  | M | ASM | 3PM | GN0107024C | 1300nm(SINGLE MODE)+820nm(MULTI M)+GPS | 1 | Ref 5
|  |  | A |  | S |  |  | M | ASM | LPM | GN0107024C | 1300nm(SINGLE MODE)+820nm(MULTI M)+GPS | 1 | Ref 5
|  |  | A |  | S |  |  | M | ASM | 4PM | GN0107025C | 1300nm(MULTI MODE)+820nm(MULTI M)+GPS | 1 | Ref 5
|  |  | A |  | S |  |  | M | ASM | PPM | GN0107025C | 1300nm(MULTI MODE)+820nm(MULTI M)+GPS | 1 | Ref 5
|  |  | A |  | S |  |  | M | ASM | 5PM | GN0107026C | 1550nm(SINGLE MODE)+820nm(MULTI M)+GPS | 1 | Ref 5
|  |  | A |  | S |  |  | M | ASM | RPM | GN0107026C | 1550nm(SINGLE MODE)+820nm(MULTI M)+GPS | 1 | Ref 5
|  |  | A |  | S |  |  | M | ASM | APA | ZN0003001C | ASSY PCB - CURRENT DIFF PCB - A/10 | 1 | Ref 5
|  | 1 |  |  | S |  |  |  | 1S | 2P | ZN0007001C | ASSY PCB - MVP IRIG-B ONLY - A/11 | 1 | Ref 6
|  | 1 |  |  | S |  |  |  | 1S | 3P | ZN0007002C | ASSY PCB - FIBRE OPTIC ONLY - A/09 | 1 | Ref 6
|  | 1 |  |  | S |  |  |  | 1S | 4P | ZN0007003C | ASSY PCB - IRIG-B & FIBRE OPT - A/11 | 1 | Ref 6
|  | 1 |  | 1 | S |  |  |  | 11S | 55P | ZN0012001C | ASSY PCB-MICOM PX40 ETHERNET COMMS-A/10 | 1 | Ref 6
|  | 1 |  | 1 | S |  |  |  | 11S | 65P | ZN0012004C | ASSY PCB-MICOM PX40 ETHERNET COMMS-A/09 | 1 | Ref 6
|  | 1 |  | 1 | S |  |  |  | 1S | 8P | ZN0025001C | ASSY PCB-REAR COMMS BOARD - A/08 | 1 | Ref 6
|  | 1 |  | 1 | S |  |  |  | 1S | 7P | ZN0025002C | ASSY PCB - REAR COMMS BOARD - A/07 | 1 | Ref 6
|  | 1 |  | 1 | S |  |  |  | 11S | 66P | ZN0049001C | PCB ASSY - Px40 100Mhz Ethernet Bd- A/01 | 1 | Ref 6
|  | 1 |  | 1 | S |  |  |  | 11S | 67P | ZN0049001C | PCB ASSY - Px40 100Mhz Ethernet Bd- A/01 | 1 | Ref 6
|  | 1 |  | 1 | S |  |  |  | 11S | 68P | ZN0049001C | PCB ASSY - Px40 100Mhz Ethernet Bd- A/01 | 1 | Ref 6
|  | 1 |  |  | S |  |  |  | 1S | FP | ZN0025001C | ASSY PCB-REAR COMMS BOARD - A/08 | 1 | Ref 6
|  | 1 |  |  | S |  |  |  | 1S | EP | ZN0025002C | ASSY PCB - REAR COMMS BOARD - A/07 | 1 | Ref 6
|  | 1 |  |  | S |  |  |  | 1S | AP | ZN0049002C | PCB ASSY - Px40 100Mhz Ethernet bd- A/01 | 1 | Ref 6
|  | 1 |  |  | S |  |  |  | 1S | BP | ZN0049003C | PCB ASSY - Px40 100Mhz Ethernet bd- A/01 | 1 | Ref 6
|  | 1 |  |  | S |  |  |  | 1S | CP | ZN0049004C | PCB ASSY - Px40 NON-MOD IRIG-B bd - A/01 | 1 | Ref 6
|  | 1 |  |  | S |  |  |  | 1S | GP | ZN0071001C | Px40 DREB PH1-ST MM FIB MOD IRIG-B | 1 | Ref 6
|  | 1 |  |  | S |  |  |  | 1S | HP | ZN0071002C | Px40 DREB PH1-ST MM FIB DEMOD IRIG-B | 1 | Ref 6
|  | 1 |  |  | S |  |  |  | 1S | JP | ZN0071005C | Px40 DREB PH1-ST MM FIB MOD IRIG-B | 1 | Ref 6
|  | 1 |  |  | S |  |  |  | 1S | KP | ZN0071006C | Px40 DREB PH1-ST MM FIB DEMOD IRIG-B | 1 | Ref 6
|  | 1 |  |  | S |  |  |  | 1S | LP | ZN0071007C | Px40 DREB PH1-STMMFIB MOD IRIG-B-DHP | 1 | Ref 6
|  | 1 |  |  | S |  |  |  | 1S | MP | ZN0071008C | Px40 DREB PH1-ST MM FIB DEMOD IRIG-B | 1 | Ref 6
[5 empty] | S |  |  | M | SM | PA | GN0010002C | INPUT MODULE Current Differential 1 & 2 | 1 | Ref 23
[5 empty] | S |  |  | M | SM | PB | GN0010022C | INPUT CURRENT DIFF 1&2/Phase Comparison | 1 | Ref 23
[5 empty] | S |  |  | M | SM | PG | GN0010052C | INPUT-Current Diff 1&2/ Phase-Comparison | 1 | Ref 23
[5 empty] | S |  |  | M | SM | PJ | GN0010072C | INPUT-Current Diff 1&2/ Phase-Comparison | 1 | Ref 23
[5 empty] | S |  |  | M | SM | PK | GN0010072C | INPUT-Current Diff 1&2/ Phase-Comparison | 1 | Ref 23
[5 empty] | S |  |  | M | SM | PM | GN0010072C | INPUT-Current Diff 1&2/ Phase-Comparison | 1 | Ref 23
|  | 1 | [6 empty] | 1 | 1 | GN2037001 | BLANKING PLATE. | 1 | Ref 34 | Ref 34 | 1
|  |  |  | 1 |  |  |  |  | 1 | 5 | ZB9800801 | License for VxWorks | 1 | Ref 55
|  |  |  | 1 |  |  |  |  | 1 | 6 | ZB9800801 | License for VxWorks | 1 | Ref 55
|  |  |  | 1 |  |  |  |  | 1 | 7 | ZB9800801 | License for VxWorks | 1 | Ref 55
|  |  |  | 1 |  |  |  |  | 1 | 8 | ZB9800801 | License for VxWorks | 1 | Ref 55
|  |  |  | 1 |  |  |  |  | 1 | 5 | ZB9800802 | Sisco License for MMS-Ease Lite | 1 | Ref 56
|  |  |  | 1 |  |  |  |  | 1 | 6 | ZB9800802 | Sisco License for MMS-Ease Lite | 1 | Ref 56
|  |  |  | 1 |  |  |  |  | 1 | 7 | ZB9800802 | Sisco License for MMS-Ease Lite | 1 | Ref 56
|  |  |  | 1 |  |  |  |  | 1 | 8 | ZB9800802 | Sisco License for MMS-Ease Lite | 1 | Ref 55
|  | 1 | [6 empty] | 1 | 1 | ZB4018110 | Self tapping screw pan head size 4 X ¼" | 6 | Ref 60 | Ref 60 | 6
|  | 1 | [6 empty] | 1 | 2 | ZB4018110 | Self tapping screw pan head size 4 X ¼" | 8 | Ref 60
|  | 1 | [6 empty] | 1 | 3 | ZB4018110 | Self tapping screw pan head size 4 X ¼" | 8 | Ref 60
|  | 1 | [6 empty] | 1 | 4 | ZB4018110 | Self tapping screw pan head size 4 X ¼" | 8 | Ref 60
|  | 1 | [6 empty] | 1 | 5 | ZB4018110 | Self tapping screw pan head size 4 X ¼" | 8 | Ref 60
|  | 1 | [6 empty] | 1 | 6 | ZB4018110 | Self tapping screw pan head size 4 X ¼" | 8 | Ref 60
|  | 1 | [6 empty] | 1 | 7 | ZB4018110 | Self tapping screw pan head size 4 X ¼" | 8 | Ref 60
|  | 1 | [6 empty] | 1 | 8 | ZB4018110 | Self tapping screw pan head size 4 X ¼" | 8 | Ref 60
|  | 1 | [6 empty] | 1 | A | ZB4018110 | Self tapping screw pan head size 4 X ¼" | 8 | Ref 60
|  | 1 | [6 empty] | 1 | B | ZB4018110 | Self tapping screw pan head size 4 X ¼" | 8 | Ref 60
|  | 1 | [6 empty] | 1 | C | ZB4018110 | Self tapping screw pan head size 4 X ¼" | 8 | Ref 60
|  | 1 | [6 empty] | 1 | D | ZB4018110 | Self tapping screw pan head size 4 X ¼" | 8 | Ref 60
|  | 1 | [6 empty] | 1 | G | ZB4018110 | Self tapping screw pan head size 4 X ¼" | 8 | Ref 60
|  | 1 | [6 empty] | 1 | H | ZB4018110 | Self tapping screw pan head size 4 X ¼" | 8 | Ref 60
|  | 1 | [6 empty] | 1 | J | ZB4018110 | Self tapping screw pan head size 4 X ¼" | 8 | Ref 60
|  | 1 | [6 empty] | 1 | K | ZB4018110 | Self tapping screw pan head size 4 X ¼" | 8 | Ref 60
|  | 1 | [6 empty] | 1 | L | ZB4018110 | Self tapping screw pan head size 4 X ¼" | 8 | Ref 60
|  | 1 | [6 empty] | 1 | M | ZB4018110 | Self tapping screw pan head size 4 X ¼" | 8 | Ref 60
|  | 1 | [6 empty] | 1 | E | ZB4018110 | Self tapping screw pan head size 4 X ¼" | 8 | Ref 60
|  | 1 | [6 empty] | 1 | F | ZB4018110 | Self tapping screw pan head size 4 X ¼" | 8 | Ref 60
|  | 1 | [6 empty] | 1 | 1 | ZB4018215 | SELF TAP SCREW SIZE 6x1/4" LG (KAN) | 2 | Ref 61 | Ref 61 | 2
1

## Database (hidden)
1
1 | 24-54 Vdc | 7 | 24-54 Vdc
2 | 48-125 Vdc (40-100 Vac) | 8 | 48-125 Vdc (40-100 Vac)
3 | 110-250 Vdc (100-240 Vac) | 9 | 110-250 Vdc (100-240 Vac)
| 1 |  | 1 | 2 | 3 | 4 | 5 | 6 | 7 | 8 | A | B | C | G
1 | K-Bus | 1 | K-Bus | K-Bus | K-Bus | K-Bus | UCA2 | IEC61850 + Courier via rear RS485 port | K-Bus | K-Bus | IEC61850 + Courier via rear RS485 port | IEC61850 + Courier via rear RS485 port | K-Bus | IEC61850 + Courier via rear RS485 port
2 | IEC60870-5-103 (VDEW) | 3 | IEC60870-5-103 (VDEW) | IEC60870-5-103 (VDEW) | IEC60870-5-103 (VDEW) | IEC60870-5-103 (VDEW) |  | IEC61850 + IEC60870-5-103 via rear RS485 port | IEC60870-5-103 (VDEW) | IEC60870-5-103 (VDEW) | IEC61850 + IEC60870-5-103 via rear RS485 port | IEC61850 + IEC60870-5-103 via rear RS485 port | IEC60870-5-103 (VDEW) | IEC61850 + IEC60870-5-103 via rear RS485 port
3 | DNP3.0 | 4 | DNP3.0 | DNP3.0 | DNP3.0 | DNP3.0 |  | 0 | DNP3.0 | DNP3.0 | 0 | 0 | DNP3.0 | 0
4 |  | 4
|  |  | 1 | 1 | 1 | 1 | 5 | 6 | 1 | 1 | 6 | 6 | 1 | 6
|  |  | 3 | 3 | 3 | 3 | 5 | 7 | 3 | 3 | 7 | 7 | 3 | 7
| 1 |  | 4 | 4 | 4 | 4 | 5 | 7 | 4 | 4 | 7 | 7 | 4 | 7
1 | Standard - None | 1 | 4 | 4 | 4 | 4 | 5 | 7 | 4 | 4 | 7 | 7 | 4 | 7
2 | IRIG-B only (Modulated) | 2
3 | IRIG-B (Modulated) & Fibre Optic Converter | 4
4 | IRIG-B (Un-modulated) - Withdrawn | *
5 | InterMiCOM + Courier Rear Port - Withdrawn | *
6 | InterMiCOM + Courier Rear Port + IRIG-B modulated | F
7 | Redundant Ethernet PRP/HSR/RSTP/Failover, 2 multi-mode fibre ports + Modulated/Un-Modulated IRIG-B (withdrawn) | *
8 | Redundant Ethernet PRP/HSR/RSTP/Failover, 2 copper ports RJ45 + Modulated/Un-Modulated IRIG-B (withdrawn) | *
9 | Redundant Ethernet PRP/HSR/RSTP/Failover, 1 copper port RJ45 + 1 multi-mode fibre port + Modulated/Un-Modulated IRIG-B (withdrawn) | *
10 | 0 | *
11 | 0 | *
12 | 0 | *
13 | 0 | *
14 | 0 | *
15 | 0 | *
16 | 0 | *
17 | 0 | *
18 | 0 | *
19 | 0 | T
20 | 0 | T
21 | 0 | T
1
1 | Ch1=850nm multi-mode, Ch2=850nm multi-mode, 16inputs & 14stn outputs | A | Ch1=850nm multi-mode, Ch2=850nm multi-mode, 16inputs & 14stn outputs | Dual
2 | Ch1=1300nm single-mode, Ch2=not fitted (2 Terminal only), 16inputs & 14stn outputs | B | Ch1=1300nm single-mode, Ch2=not fitted (2 Terminal only), 16inputs & 14stn outputs | Single
3 | Ch1=1300nm single-mode, Ch2=1300nm single-mode, 16inputs & 14stn outputs | C | Ch1=1300nm single-mode, Ch2=1300nm single-mode, 16inputs & 14stn outputs | Dual
4 | Ch1=1300nm multi-mode, Ch2=not fitted (2 Terminal only), 16inputs & 14stn outputs | D | Ch1=1300nm multi-mode, Ch2=not fitted (2 Terminal only), 16inputs & 14stn outputs | Single
5 | Ch1=1300nm multi-mode, Ch2=1300nm multi-mode, 16inputs & 14stn outputs | E | Ch1=1300nm multi-mode, Ch2=1300nm multi-mode, 16inputs & 14stn outputs | Dual
6 | Ch1=1550nm single-mode, Ch2=not fitted (2 Terminal only), 16inputs & 14stn outputs | F | Ch1=1550nm single-mode, Ch2=not fitted (2 Terminal only), 16inputs & 14stn outputs | Single
7 | Ch1=1550nm single-mode, Ch2=1550nm single-mode, 16inputs & 14stn outputs | G | Ch1=1550nm single-mode, Ch2=1550nm single-mode, 16inputs & 14stn outputs | Dual
8 | Ch1=850nm multi-mode, Ch2=1300nm single-mode, 16inputs & 14stn outputs | H | Ch1=850nm multi-mode, Ch2=1300nm single-mode, 16inputs & 14stn outputs | Dual
9 | Ch1=850nm multi-mode, Ch2=1300nm multi-mode, 16inputs & 14stn outputs | J | Ch1=850nm multi-mode, Ch2=1300nm multi-mode, 16inputs & 14stn outputs | Dual
10 | Ch1=850nm multi-mode, Ch2=1550nm single-mode, 16inputs & 14stn outputs | K | Ch1=850nm multi-mode, Ch2=1550nm single-mode, 16inputs & 14stn outputs | Dual
11 | Ch1=1300nm single-mode, Ch2=850nm multi-mode, 16inputs & 14stn outputs | L | Ch1=1300nm single-mode, Ch2=850nm multi-mode, 16inputs & 14stn outputs | Dual
12 | Ch1=1300nm multi-mode, Ch2=850nm multi-mode, 16inputs & 14stn outputs | M | Ch1=1300nm multi-mode, Ch2=850nm multi-mode, 16inputs & 14stn outputs | Dual
13 | Ch1=1550nm single-mode, Ch2=850nm multi-mode, 16inputs & 14stn outputs | R | Ch1=1550nm single-mode, Ch2=850nm multi-mode, 16inputs & 14stn outputs | Dual
14 | Ch1=850nm multi-mode, Ch2=850nm multi-mode, 16 inputs & 7stn+4hb outputs | S | Ch1=850nm multi-mode, Ch2=850nm multi-mode, 16 inputs & 7stn+4hb outputs | Dual
15 | Ch1=1300nm single-mode, Ch2=not fitted (2 Terminal only), 16 inputs & 7stn+4hb outputs | T | Ch1=1300nm single-mode, Ch2=not fitted (2 Terminal only), 16 inputs & 7stn+4hb outputs | Single
16 | Ch1=1300nm single-mode, Ch2=1300nm single-mode, 16 inputs & 7stn+4hb outputs | U | Ch1=1300nm single-mode, Ch2=1300nm single-mode, 16 inputs & 7stn+4hb outputs | Dual
17 | Ch1=1300nm multi-mode, Ch2=not fitted (2 Terminal only), 16 inputs & 7stn+4hb outputs | V | Ch1=1300nm multi-mode, Ch2=not fitted (2 Terminal only), 16 inputs & 7stn+4hb outputs | Single
18 | Ch1=1300nm multi-mode, Ch2=1300nm multi-mode, 16 inputs & 7stn+4hb outputs | W | Ch1=1300nm multi-mode, Ch2=1300nm multi-mode, 16 inputs & 7stn+4hb outputs | Dual
19 | Ch1=1550nm single-mode, Ch2=not fitted (2 Terminal only), 16 inputs & 7stn+4hb outputs | X | Ch1=1550nm single-mode, Ch2=not fitted (2 Terminal only), 16 inputs & 7stn+4hb outputs | Single
20 | Reserved - was used for RWE special | * | Reserved - was used for RWE special
21 | Ch1=1550nm single-mode, Ch2=1550nm single-mode, 16 inputs & 7stn+4hb outputs | Z | Ch1=1550nm single-mode, Ch2=1550nm single-mode, 16 inputs & 7stn+4hb outputs | Dual
22 | Ch1=850nm multi-mode, Ch2=1300nm single-mode, 16 inputs & 7stn+4hb outputs | 0 | Ch1=850nm multi-mode, Ch2=1300nm single-mode, 16 inputs & 7stn+4hb outputs | Dual
23 | Ch1=850nm multi-mode, Ch2=1300nm multi-mode, 16 inputs & 7stn+4hb outputs | 1 | Ch1=850nm multi-mode, Ch2=1300nm multi-mode, 16 inputs & 7stn+4hb outputs | Dual
24 | Ch1=850nm multi-mode, Ch2=1550nm single-mode, 16 inputs & 7stn+4hb outputs | 2 | Ch1=850nm multi-mode, Ch2=1550nm single-mode, 16 inputs & 7stn+4hb outputs | Dual
25 | Ch1=1300nm single-mode, Ch2=850nm multi-mode, 16 inputs & 7stn+4hb outputs | 3 | Ch1=1300nm single-mode, Ch2=850nm multi-mode, 16 inputs & 7stn+4hb outputs | Dual
26 | Ch1=1300nm multi-mode, Ch2=850nm multi-mode, 16 inputs & 7stn+4hb outputs | 4 | Ch1=1300nm multi-mode, Ch2=850nm multi-mode, 16 inputs & 7stn+4hb outputs | Dual
27 | Ch1=1550nm single-mode, Ch2=850nm multi-mode, 16 inputs & 7stn+4hb outputs | 5 | Ch1=1550nm single-mode, Ch2=850nm multi-mode, 16 inputs & 7stn+4hb outputs | Dual
1
1 | English, French, German, Spanish | 0
2 | English, French, German, Russian | 5
3 | English, Italian, Polish and Portuguese | 7
4 | Chinese, English or French via HMI, with English or French only via Communications port- Withdrawn | *
5
6
7
8
9
10
1
1 | Default | 0
2 | Customer | A
1
1 | Flush/Panel Mounting with Harsh Env. Coating, with USB Port, Black and Silver Front Panel | S
2 | 0 | S
| 2026-07-29 | 1
1 | M | M: As K plus increased main processor memory (XCPU3), Cyber Security | 91 | ** | ** | 91 – Switchable Ed1/Ed2 , Cybersecurity | 79 – Withdrawn | 69 – Withdrawn | 82 – IEC61850 Ed2, 1588 PTP, Editable Logical Nodes, with distance | 82 | 63 – Withdrawn | ** | 83 – Withdrawn | ** | 76 – IEC61850 Ed1, Diff Supervision, with distance | 76 | 66 – Withdrawn | ** | 75 – Withdrawn | ** | 65 – Withdrawn | ** | 71 – Withdrawn | ** | 61 – Withdrawn | ** | 87 - Withdrawn | ** | 85 – Withdrawn | ** | 92- Special for DACH Market, 50Hz only | 92
2 | K | K: Extended main processor (XCPU2) With Function Keys & Tri-colour LEDs | ** | ** | ** | 57 -Withdrawn | 47 -Withdrawn | 55 - Withdrawn | 45 - Withdrawn | ** | 54 : Withdrawn | ** | 44 : Withdrawn | ** | 52 : Withdrawn | ** | 42 : Withdrawn | ** | 51 : Withdrawn | ** | 41 : Withdrawn | ** |  | ** |  | ** |  | ** |  | ** |  | **
3 | J | J: As G plus dual characteristic optos | ** | ** | ** | 30 - Withdrawn |  |  |  | ** |  | ** |  | ** |  | ** |  | ** |  | ** |  | ** |  | ** |  | ** |  | ** |  | ** |  | **
4 | G | G: Enhanced Main Processor (CPU2) with hotkeys | ** | ** | ** | 20 - Withdrawn |  |  |  | ** |  | ** |  | ** |  | ** |  | ** |  | ** |  | ** |  | ** |  | ** |  | ** |  | ** |  | **
5 | B | B: Phase 2 Enhanced Coprocessor, wide range opto | ** | ** | ** | 13 : Withdrawn |  |  |  | ** |  | ** |  | ** |  | ** |  | ** |  | ** |  | ** |  | ** |  | ** |  | ** |  | ** |  | **
1
1 | 91 – Switchable Ed1/Ed2 , Cybersecurity | 91
2 | 79 – Withdrawn | **
3 | 69 – Withdrawn | **
4 | 82 – IEC61850 Ed2, 1588 PTP, Editable Logical Nodes, with distance | 82
5 | 63 – Withdrawn | **
6 | 83 – Withdrawn | **
7 | 76 – IEC61850 Ed1, Diff Supervision, with distance | 76
8 | 66 – Withdrawn | **
9 | 75 – Withdrawn | **
10 | 65 – Withdrawn | **
11 | 71 – Withdrawn | **
12 | 61 – Withdrawn | **
13 | 87 - Withdrawn | **
14 | 85 – Withdrawn | **
15 | 92- Special for DACH Market, 50Hz only | 92
** | 2006-06-28
05 | 2000-09-20
11 | 2002-11-25
12 | 2004-01-18
13 | 2004-08-11
16 | 2004-08-11
20 | 2004-12-10
30 | 2005-01-07
40 | 2006-04-14
41 | 2006-06-28
42 | 2007-07-05
44 | 2007-12-12
45 | 2009-05-14
47 | 2011-03-15
50 | 2006-04-14
51 | 2006-06-28
52 | 2007-07-05
54 | 2007-12-12
55 | 2009-05-14
57 | 2011-03-15
61 | 2013-01-13
63 | 2012-09-12
71 | 2013-01-13
65 | 2014-08-26
75 | 2014-08-26
66 | 2026-08-04 |  | rebranded | was 26/08/2014 but ZN0087 released
69 | 2026-08-05 |  | rebranded | was 16/4/19 match 79
76 | 2026-08-04 |  | rebranded | was 26/08/2014 but ZN0087 released
79 | 2026-08-05 |  | rebranded | changed to Today +7 from Today +6
81 | 2026-07-28
82 | 2026-07-29 |  | rebranded
85 | 2017-03-02 |  | rebranded
87 | 2026-08-06 |  | rebranded
83 | 2015-03-18
91 | 2020-02-05
92 | 2026-08-09 |  | rebranded
91 | Comms Lookup Table
05 | Standard - None | IRIG-B Only | [6 empty] | Standard - None | IRIG-B Only | Fibre Optic Converter Only | IRIG-B (Modulated) & Fibre Optic Converter |  |  |  |  | 1 | 2 | 2 | 2 | 2 | 2 | 2 | 2 | 1 | 2 | 3 | 4 | 4 | 4 | 4 | 4
11 | Standard - None | IRIG-B Only | [6 empty] | Standard - None | IRIG-B Only | Fibre Optic Converter Only | IRIG-B (Modulated) & Fibre Optic Converter |  |  |  |  | 1 | 2 | 2 | 2 | 2 | 2 | 2 | 2 | 1 | 2 | 3 | 4 | 4 | 4 | 4 | 4
12 | Standard - None | IRIG-B Only | Second Rear Comms | IRIG-B & Second Rear Comms |  |  |  |  | Standard - None | IRIG-B Only | Fibre Optic Converter Only | IRIG-B (Modulated) & Fibre Optic Converter | Second Rear Comms | IRIG-B (Modulated) plus Second Rear Comms |  |  | 1 | 2 | 7 | 8 | 8 | 8 | 8 | 8 | 1 | 2 | 3 | 4 | 7 | 8 | 8 | 8
13 | Standard - None | IRIG-B Only | Second Rear Comms | IRIG-B & Second Rear Comms |  |  |  |  | Standard - None | IRIG-B Only | Fibre Optic Converter Only | IRIG-B (Modulated) & Fibre Optic Converter | Second Rear Comms | IRIG-B (Modulated) plus Second Rear Comms |  |  | 1 | 2 | 7 | 8 | 8 | 8 | 8 | 8 | 1 | 2 | 3 | 4 | 7 | 8 | 8 | 8
16 | Standard - None | IRIG-B Only | Second Rear Comms | IRIG-B & Second Rear Comms |  |  |  |  | Standard - None | IRIG-B Only | Fibre Optic Converter Only | IRIG-B (Modulated) & Fibre Optic Converter | Second Rear Comms | IRIG-B (Modulated) plus Second Rear Comms |  |  | 1 | 2 | 7 | 8 | 8 | 8 | 8 | 8 | 1 | 2 | 3 | 4 | 7 | 8 | 8 | 8
20 | Standard - None | IRIG-B Only | Second Rear Comms | IRIG-B & Second Rear Comms |  |  |  |  | Standard - None | IRIG-B Only | Fibre Optic Converter Only | IRIG-B (Modulated) & Fibre Optic Converter | Second Rear Comms | IRIG-B (Modulated) plus Second Rear Comms |  |  | 1 | 2 | 7 | 8 | 8 | 8 | 8 | 8 | 1 | 2 | 3 | 4 | 7 | 8 | 8 | 8
30 | Standard - None | IRIG-B Only | Fibre Optic Converter Only | IRIG-B (Modulated) & Fibre Optic Converter | Second Rear Comms | IRIG-B (Modulated) plus Second Rear Comms |  |  | Standard - None | IRIG-B Only | Fibre Optic Converter Only | IRIG-B (Modulated) & Fibre Optic Converter | Second Rear Comms | IRIG-B (Modulated) plus Second Rear Comms |  |  | 1 | 2 | 3 | 4 | 7 | 8 | 8 | 8 | 1 | 2 | 3 | 4 | 7 | 8 | 8 | 8
40 | Standard - None | IRIG-B only (Modulated) | Fibre Optic Converter Only | IRIG-B (Modulated) & Fibre Optic Converter | Second Rear Comms | IRIG-B (Modulated) plus Second Rear Comms |  |  | Standard - None | IRIG-B Only | Fibre Optic Converter Only | IRIG-B (Modulated) & Fibre Optic Converter | Second Rear Comms | IRIG-B (Modulated) plus Second Rear Comms |  |  | 1 | 2 | 3 | 4 | 7 | 8 | 8 | 8 | 1 | 2 | 3 | 4 | 7 | 8 | 8 | 8
41 | Standard - None | IRIG-B only (Modulated) | Fibre Optic Converter Only | IRIG-B (Modulated) & Fibre Optic Converter | Second Rear Comms | IRIG-B (Modulated) plus Second Rear Comms | IRIG-B (De-modulated) |  | Standard - None | IRIG-B Only | Fibre Optic Converter Only | IRIG-B (Modulated) & Fibre Optic Converter | Second Rear Comms | IRIG-B (Modulated) plus Second Rear Comms |  |  | 1 | 2 | 3 | 4 | 7 | 8 | 8 | C | 1 | 2 | 3 | 4 | 7 | 8 | 8 | 8
42 | Standard - None | IRIG-B only (Modulated) | Fibre Optic Converter Only | IRIG-B (Modulated) & Fibre Optic Converter | Second Rear Comms | IRIG-B (Modulated) plus Second Rear Comms | IRIG-B (De-modulated) |  | Standard - None | IRIG-B Only | Fibre Optic Converter Only | IRIG-B (Modulated) & Fibre Optic Converter | Second Rear Comms | IRIG-B (Modulated) plus Second Rear Comms |  |  | 1 | 2 | 3 | 4 | 7 | 8 | 8 | C | 1 | 2 | 3 | 4 | 7 | 8 | 8 | 8
50 | Standard - None | IRIG-B only (Modulated) | Fibre Optic Converter Only | IRIG-B (Modulated) & Fibre Optic Converter | Second Rear Comms | IRIG-B (Modulated) plus Second Rear Comms |  |  | Standard - None | IRIG-B Only | Fibre Optic Converter Only | IRIG-B (Modulated) & Fibre Optic Converter | Second Rear Comms | IRIG-B (Modulated) plus Second Rear Comms |  |  | 1 | 2 | 3 | 4 | 7 | 8 | 8 | 8 | 1 | 2 | 3 | 4 | 7 | 8 | 8 | 8
51 | Standard - None | IRIG-B only (Modulated) | Fibre Optic Converter Only | IRIG-B (Modulated) & Fibre Optic Converter | Second Rear Comms | IRIG-B (Modulated) plus Second Rear Comms | IRIG-B (De-modulated) |  | Standard - None | IRIG-B Only | Fibre Optic Converter Only | IRIG-B (Modulated) & Fibre Optic Converter | Second Rear Comms | IRIG-B (Modulated) plus Second Rear Comms |  |  | 1 | 2 | 3 | 4 | 7 | 8 | 8 | 8 | 1 | 2 | 3 | 4 | 7 | 8 | 8 | 8
52 | Standard - None | IRIG-B only (Modulated) | Fibre Optic Converter Only | IRIG-B (Modulated) & Fibre Optic Converter | Second Rear Comms | IRIG-B (Modulated) plus Second Rear Comms | IRIG-B (De-modulated) |  | Standard - None | IRIG-B Only | Fibre Optic Converter Only | IRIG-B (Modulated) & Fibre Optic Converter | Second Rear Comms | IRIG-B (Modulated) plus Second Rear Comms |  |  | 1 | 2 | 3 | 4 | 7 | 8 | 8 | 8 | 1 | 2 | 3 | 4 | 7 | 8 | 8 | 8
MA | Documents Lookup Table
** | 10P5430?
B* | 10P543??
BA | 10P54301
BB | 10P54301
BC | 10P54301
BD | 10P54301
BE | 10P54301
BF | 10P54301
BG | 10P54301
G* | 10P543??
GA | 10P54301
GB | 10P54301
GC | 10P54301
GD | 10P54301
GE | 10P54301
GF | 10P54301
GG | 10P54301
GH | 10P54301
GJ | 10P54301
GK | 10P54301
GL | 10P54301
GM | 10P54301
GR | 10P54301
J* | 10P543??
JA | 10P54301
JB | 10P54301
JC | 10P54301
JD | 10P54301
JE | 10P54301
JF | 10P54301
JG | 10P54301
JH | 10P54301
JJ | 10P54301
JK | 10P54301
JL | 10P54301
JM | 10P54301
JR | 10P54301
K* | 10P543??
K0 | 10P54303
K1 | 10P54303
K2 | 10P54303
K3 | 10P54303
K4 | 10P54303
K5 | 10P54303
KA | 10P54302
KB | 10P54302
KC | 10P54302
KD | 10P54302
KE | 10P54302
KF | 10P54302
KG | 10P54302
KH | 10P54302 | [12 empty] | KS | KS | KS | KS | KS | KS | KS | KS | KS | KS | KS | KS | KS | KS | KS | KS | KS | KS | KS | KS | KS | KS | KS | KS | KS | KS | KS | KS | KS | KS | KS | KS | KS | KS | KS | KS | KS | KS | KS | KS | KS | KS | KS | KS | KS | KS | KS | KS | KS | KS | KS | KS | KS | KS | KS | KS | KS | KS | KS | KS | KS | KS | KS | KS | KS | KS | KS | KS | KS | KS | KS | KS | KS | KS | KS | KS | KS | KS | KS | KS | KS | KS | KS | KS | KS | KS | KS | KS | KS | KS | KS | KS | KS | KS | KS | KS | KS | KS | KS | KS | KS | KS | KS | KS | KS | KS | KS | KS | KS | KS | KS | KS | KS | KS | KS | KS | KS | KS | KS | KS | KS | KS | KS | KS | KS | KS | KS | KS | KS | KS | KS | KS | KS | KS | KS | KS | KS | KS | KS | KS | KS | KS | KS | KS | KS | KS | KS | KS | KS | KS | KS | KS | KS | KS | KS | KS | KS | KS | KS | KS | KS | KS | KS | KS | KS | KS | KS | KS | KS | KS | KS | KS | KS | KS | KS | KS | KS | KS | KS | KS | KS | KS | KS | KS | KS | KS | KS | KS | KS | KS | KS | KS | KS | KS | KS | KS | KS | KS | KS | KS | KS | KS | KS | KS | KS | KS | KS | KS | KS | KS | KS | KS | KS | KS | KS | KS | KS | KS | KS | KS | KS | KS | KS | KS | KS | KS | KS | KS | KS | KS | KS | KS | KS | KS | KS | KS | KS | KS | KS | KS | KS | KS
KJ | 10P54302 | [12 empty] | KT | KT | KT | KT | KT | KT | KT | KT | KT | KT | KT | KT | KT | KT | KT | KT | KT | KT | KT | KT | KT | KT | KT | KT | KT | KT | KT | KT | KT | KT | KT | KT | KT | KT | KT | KT | KT | KT | KT | KT | KT | KT | KT | KT | KT | KT | KT | KT | KT | KT | KT | KT | KT | KT | KT | KT | KT | KT | KT | KT | KT | KT | KT | KT | KT | KT | KT | KT | KT | KT | KT | KT | KT | KT | KT | KT | KT | KT | KT | KT | KT | KT | KT | KT | KT | KT | KT | KT | KT | KT | KT | KT | KT | KT | KT | KT | KT | KT | KT | KT | KT | KT | KT | KT | KT | KT | KT | KT | KT | KT | KT | KT | KT | KT | KT | KT | KT | KT | KT | KT | KT | KT | KT | KT | KT | KT | KT | KT | KT | KT | KT | KT | KT | KT | KT | KT | KT | KT | KT | KT | KT | KT | KT | KT | KT | KT | KT | KT | KT | KT | KT | KT | KT | KT | KT | KT | KT | KT | KT | KT | KT | KT | KT | KT | KT | KT | KT | KT | KT | KT | KT | KT | KT | KT | KT | KT | KT | KT | KT | KT | KT | KT | KT | KT | KT | KT | KT | KT | KT | KT | KT | KT | KT | KT | KT | KT | KT | KT | KT | KT | KT | KT | KT | KT | KT | KT | KT | KT | KT | KT | KT | KT | KT | KT | KT | KT | KT | KT | KT | KT | KT | KT | KT | KT | KT | KT | KT | KT | KT | KT | KT | KT | KT | KT | KT | KT | KT | KT | KT | KT | KT | KT
KK | 10P54302 | [12 empty] | KU | KU | KU | KU | KU | KU | KU | KU | KU | KU | KU | KU | KU | KU | KU | KU | KU | KU | KU | KU | KU | KU | KU | KU | KU | KU | KU | KU | KU | KU | KU | KU | KU | KU | KU | KU | KU | KU | KU | KU | KU | KU | KU | KU | KU | KU | KU | KU | KU | KU | KU | KU | KU | KU | KU | KU | KU | KU | KU | KU | KU | KU | KU | KU | KU | KU | KU | KU | KU | KU | KU | KU | KU | KU | KU | KU | KU | KU | KU | KU | KU | KU | KU | KU | KU | KU | KU | KU | KU | KU | KU | KU | KU | KU | KU | KU | KU | KU | KU | KU | KU | KU | KU | KU | KU | KU | KU | KU | KU | KU | KU | KU | KU | KU | KU | KU | KU | KU | KU | KU | KU | KU | KU | KU | KU | KU | KU | KU | KU | KU | KU | KU | KU | KU | KU | KU | KU | KU | KU | KU | KU | KU | KU | KU | KU | KU | KU | KU | KU | KU | KU | KU | KU | KU | KU | KU | KU | KU | KU | KU | KU | KU | KU | KU | KU | KU | KU | KU | KU | KU | KU | KU | KU | KU | KU | KU | KU | KU | KU | KU | KU | KU | KU | KU | KU | KU | KU | KU | KU | KU | KU | KU | KU | KU | KU | KU | KU | KU | KU | KU | KU | KU | KU | KU | KU | KU | KU | KU | KU | KU | KU | KU | KU | KU | KU | KU | KU | KU | KU | KU | KU | KU | KU | KU | KU | KU | KU | KU | KU | KU | KU | KU | KU | KU | KU | KU | KU | KU | KU | KU | KU | KU
KL | 10P54302 | [12 empty] | KV | KV | KV | KV | KV | KV | KV | KV | KV | KV | KV | KV | KV | KV | KV | KV | KV | KV | KV | KV | KV | KV | KV | KV | KV | KV | KV | KV | KV | KV | KV | KV | KV | KV | KV | KV | KV | KV | KV | KV | KV | KV | KV | KV | KV | KV | KV | KV | KV | KV | KV | KV | KV | KV | KV | KV | KV | KV | KV | KV | KV | KV | KV | KV | KV | KV | KV | KV | KV | KV | KV | KV | KV | KV | KV | KV | KV | KV | KV | KV | KV | KV | KV | KV | KV | KV | KV | KV | KV | KV | KV | KV | KV | KV | KV | KV | KV | KV | KV | KV | KV | KV | KV | KV | KV | KV | KV | KV | KV | KV | KV | KV | KV | KV | KV | KV | KV | KV | KV | KV | KV | KV | KV | KV | KV | KV | KV | KV | KV | KV | KV | KV | KV | KV | KV | KV | KV | KV | KV | KV | KV | KV | KV | KV | KV | KV | KV | KV | KV | KV | KV | KV | KV | KV | KV | KV | KV | KV | KV | KV | KV | KV | KV | KV | KV | KV | KV | KV | KV | KV | KV | KV | KV | KV | KV | KV | KV | KV | KV | KV | KV | KV | KV | KV | KV | KV | KV | KV | KV | KV | KV | KV | KV | KV | KV | KV | KV | KV | KV | KV | KV | KV | KV | KV | KV | KV | KV | KV | KV | KV | KV | KV | KV | KV | KV | KV | KV | KV | KV | KV | KV | KV | KV | KV | KV | KV | KV | KV | KV | KV | KV | KV | KV | KV | KV | KV | KV | KV | KV | KV | KV | KV
KM | 10P54302
KR | 10P54302
KS | 10P54303 | [12 empty] | KS | KS | KS | KS | KS | KS | KS | KS | KS | KS | KS | KS | KS | KS | KS | KS | KS | KS | KS | KS | KS | KS | KS | KS | KS | KS | KS | KS | KS | KS | KS | KS | KS | KS | KS | KS | KS | KS | KS | KS | KS | KS | KS | KS | KS | KS | KS | KS | KS | KS | KS | KS | KS | KS | KS | KS | KS | KS | KS | KS | KS | KS | KS | KS | KS | KS | KS | KS | KS | KS | KS | KS | KS | KS | KS | KS | KS | KS | KS | KS | KS | KS | KS | KS | KS | KS | KS | KS | KS | KS | KS | KS | KS | KS | KS | KS | KS | KS | KS | KS | KS | KS | KS | KS | KS | KS | KS | KS | KS | KS | KS | KS | KS | KS | KS | KS | KS | KS | KS | KS | KS | KS | KS | KS | KS | KS | KS | KS | KS | KS | KS | KS | KS | KS | KS | KS | KS | KS | KS | KS | KS | KS | KS | KS | KS | KS | KS | KS | KS | KS | KS | KS | KS | KS | KS | KS | KS | KS | KS | KS | KS | KS | KS | KS | KS | KS | KS | KS | KS | KS | KS | KS | KS | KS | KS | KS | KS | KS | KS | KS | KS | KS | KS | KS | KS | KS | KS | KS | KS | KS | KS | KS | KS | KS | KS | KS | KS | KS | KS | KS | KS | KS | KS | KS | KS | KS | KS | KS | KS | KS | KS | KS | KS | KS | KS | KS | KS | KS | KS | KS | KS | KS | KS | KS | KS | KS | KS | KS | KS | KS | KS | KS | KS | KS | KS | KS | KS | KS | KS | KS | KS | KS
KT | 10P54303 | [12 empty] | KT | KT | KT | KT | KT | KT | KT | KT | KT | KT | KT | KT | KT | KT | KT | KT | KT | KT | KT | KT | KT | KT | KT | KT | KT | KT | KT | KT | KT | KT | KT | KT | KT | KT | KT | KT | KT | KT | KT | KT | KT | KT | KT | KT | KT | KT | KT | KT | KT | KT | KT | KT | KT | KT | KT | KT | KT | KT | KT | KT | KT | KT | KT | KT | KT | KT | KT | KT | KT | KT | KT | KT | KT | KT | KT | KT | KT | KT | KT | KT | KT | KT | KT | KT | KT | KT | KT | KT | KT | KT | KT | KT | KT | KT | KT | KT | KT | KT | KT | KT | KT | KT | KT | KT | KT | KT | KT | KT | KT | KT | KT | KT | KT | KT | KT | KT | KT | KT | KT | KT | KT | KT | KT | KT | KT | KT | KT | KT | KT | KT | KT | KT | KT | KT | KT | KT | KT | KT | KT | KT | KT | KT | KT | KT | KT | KT | KT | KT | KT | KT | KT | KT | KT | KT | KT | KT | KT | KT | KT | KT | KT | KT | KT | KT | KT | KT | KT | KT | KT | KT | KT | KT | KT | KT | KT | KT | KT | KT | KT | KT | KT | KT | KT | KT | KT | KT | KT | KT | KT | KT | KT | KT | KT | KT | KT | KT | KT | KT | KT | KT | KT | KT | KT | KT | KT | KT | KT | KT | KT | KT | KT | KT | KT | KT | KT | KT | KT | KT | KT | KT | KT | KT | KT | KT | KT | KT | KT | KT | KT | KT | KT | KT | KT | KT | KT | KT | KT | KT | KT | KT | KT | KT
KU | 10P54303 | [12 empty] | KU | KU | KU | KU | KU | KU | KU | KU | KU | KU | KU | KU | KU | KU | KU | KU | KU | KU | KU | KU | KU | KU | KU | KU | KU | KU | KU | KU | KU | KU | KU | KU | KU | KU | KU | KU | KU | KU | KU | KU | KU | KU | KU | KU | KU | KU | KU | KU | KU | KU | KU | KU | KU | KU | KU | KU | KU | KU | KU | KU | KU | KU | KU | KU | KU | KU | KU | KU | KU | KU | KU | KU | KU | KU | KU | KU | KU | KU | KU | KU | KU | KU | KU | KU | KU | KU | KU | KU | KU | KU | KU | KU | KU | KU | KU | KU | KU | KU | KU | KU | KU | KU | KU | KU | KU | KU | KU | KU | KU | KU | KU | KU | KU | KU | KU | KU | KU | KU | KU | KU | KU | KU | KU | KU | KU | KU | KU | KU | KU | KU | KU | KU | KU | KU | KU | KU | KU | KU | KU | KU | KU | KU | KU | KU | KU | KU | KU | KU | KU | KU | KU | KU | KU | KU | KU | KU | KU | KU | KU | KU | KU | KU | KU | KU | KU | KU | KU | KU | KU | KU | KU | KU | KU | KU | KU | KU | KU | KU | KU | KU | KU | KU | KU | KU | KU | KU | KU | KU | KU | KU | KU | KU | KU | KU | KU | KU | KU | KU | KU | KU | KU | KU | KU | KU | KU | KU | KU | KU | KU | KU | KU | KU | KU | KU | KU | KU | KU | KU | KU | KU | KU | KU | KU | KU | KU | KU | KU | KU | KU | KU | KU | KU | KU | KU | KU | KU | KU | KU | KU | KU | KU | KU
KV | 10P54303 | [12 empty] | KU | KU | KU | KU | KU | KU | KU | KU | KU | KU | KU | KU | KU | KU | KU | KU | KU | KU | KU | KU | KU | KU | KU | KU | KU | KU | KU | KU | KU | KU | KU | KU | KU | KU | KU | KU | KU | KU | KU | KU | KU | KU | KU | KU | KU | KU | KU | KU | KU | KU | KU | KU | KU | KU | KU | KU | KU | KU | KU | KU | KU | KU | KU | KU | KU | KU | KU | KU | KU | KU | KU | KU | KU | KU | KU | KU | KU | KU | KU | KU | KU | KU | KU | KU | KU | KU | KU | KU | KU | KU | KU | KU | KU | KU | KU | KU | KU | KU | KU | KU | KU | KU | KU | KU | KU | KU | KU | KU | KU | KU | KU | KU | KU | KU | KU | KU | KU | KU | KU | KU | KU | KU | KU | KU | KU | KU | KU | KU | KU | KU | KU | KU | KU | KU | KU | KU | KU | KU | KU | KU | KU | KU | KU | KU | KU | KU | KU | KU | KU | KU | KU | KU | KU | KU | KU | KU | KU | KU | KU | KU | KU | KU | KU | KU | KU | KU | KU | KU | KU | KU | KU | KU | KU | KU | KU | KU | KU | KU | KU | KU | KU | KU | KU | KU | KU | KU | KU | KU | KU | KU | KU | KU | KU | KU | KU | KU | KU | KU | KU | KU | KU | KU | KU | KU | KU | KU | KU | KU | KU | KU | KU | KU | KU | KU | KU | KU | KU | KU | KU | KU | KU | KU | KU | KU | KU | KU | KU | KU | KU | KU | KU | KU | KU | KU | KU | KU | KU | KU | KU | KU | KU | KU
KW | 10P54303 | [12 empty] | KU | KU | KU | KU | KU | KU | KU | KU | KU | KU | KU | KU | KU | KU | KU | KU | KU | KU | KU | KU | KU | KU | KU | KU | KU | KU | KU | KU | KU | KU | KU | KU | KU | KU | KU | KU | KU | KU | KU | KU | KU | KU | KU | KU | KU | KU | KU | KU | KU | KU | KU | KU | KU | KU | KU | KU | KU | KU | KU | KU | KU | KU | KU | KU | KU | KU | KU | KU | KU | KU | KU | KU | KU | KU | KU | KU | KU | KU | KU | KU | KU | KU | KU | KU | KU | KU | KU | KU | KU | KU | KU | KU | KU | KU | KU | KU | KU | KU | KU | KU | KU | KU | KU | KU | KU | KU | KU | KU | KU | KU | KU | KU | KU | KU | KU | KU | KU | KU | KU | KU | KU | KU | KU | KU | KU | KU | KU | KU | KU | KU | KU | KU | KU | KU | KU | KU | KU | KU | KU | KU | KU | KU | KU | KU | KU | KU | KU | KU | KU | KU | KU | KU | KU | KU | KU | KU | KU | KU | KU | KU | KU | KU | KU | KU | KU | KU | KU | KU | KU | KU | KU | KU | KU | KU | KU | KU | KU | KU | KU | KU | KU | KU | KU | KU | KU | KU | KU | KU | KU | KU | KU | KU | KU | KU | KU | KU | KU | KU | KU | KU | KU | KU | KU | KU | KU | KU | KU | KU | KU | KU | KU | KU | KU | KU | KU | KU | KU | KU | KU | KU | KU | KU | KU | KU | KU | KU | KU | KU | KU | KU | KU | KU | KU | KU | KU | KU | KU | KU | KU | KU | KU | KU
KX | 10P54303 | [12 empty] | KU | KU | KU | KU | KU | KU | KU | KU | KU | KU | KU | KU | KU | KU | KU | KU | KU | KU | KU | KU | KU | KU | KU | KU | KU | KU | KU | KU | KU | KU | KU | KU | KU | KU | KU | KU | KU | KU | KU | KU | KU | KU | KU | KU | KU | KU | KU | KU | KU | KU | KU | KU | KU | KU | KU | KU | KU | KU | KU | KU | KU | KU | KU | KU | KU | KU | KU | KU | KU | KU | KU | KU | KU | KU | KU | KU | KU | KU | KU | KU | KU | KU | KU | KU | KU | KU | KU | KU | KU | KU | KU | KU | KU | KU | KU | KU | KU | KU | KU | KU | KU | KU | KU | KU | KU | KU | KU | KU | KU | KU | KU | KU | KU | KU | KU | KU | KU | KU | KU | KU | KU | KU | KU | KU | KU | KU | KU | KU | KU | KU | KU | KU | KU | KU | KU | KU | KU | KU | KU | KU | KU | KU | KU | KU | KU | KU | KU | KU | KU | KU | KU | KU | KU | KU | KU | KU | KU | KU | KU | KU | KU | KU | KU | KU | KU | KU | KU | KU | KU | KU | KU | KU | KU | KU | KU | KU | KU | KU | KU | KU | KU | KU | KU | KU | KU | KU | KU | KU | KU | KU | KU | KU | KU | KU | KU | KU | KU | KU | KU | KU | KU | KU | KU | KU | KU | KU | KU | KU | KU | KU | KU | KU | KU | KU | KU | KU | KU | KU | KU | KU | KU | KU | KU | KU | KU | KU | KU | KU | KU | KU | KU | KU | KU | KU | KU | KU | KU | KU | KU | KU | KU | KU
KY | 10P54303 | [12 empty] | KU | KU | KU | KU | KU | KU | KU | KU | KU | KU | KU | KU | KU | KU | KU | KU | KU | KU | KU | KU | KU | KU | KU | KU | KU | KU | KU | KU | KU | KU | KU | KU | KU | KU | KU | KU | KU | KU | KU | KU | KU | KU | KU | KU | KU | KU | KU | KU | KU | KU | KU | KU | KU | KU | KU | KU | KU | KU | KU | KU | KU | KU | KU | KU | KU | KU | KU | KU | KU | KU | KU | KU | KU | KU | KU | KU | KU | KU | KU | KU | KU | KU | KU | KU | KU | KU | KU | KU | KU | KU | KU | KU | KU | KU | KU | KU | KU | KU | KU | KU | KU | KU | KU | KU | KU | KU | KU | KU | KU | KU | KU | KU | KU | KU | KU | KU | KU | KU | KU | KU | KU | KU | KU | KU | KU | KU | KU | KU | KU | KU | KU | KU | KU | KU | KU | KU | KU | KU | KU | KU | KU | KU | KU | KU | KU | KU | KU | KU | KU | KU | KU | KU | KU | KU | KU | KU | KU | KU | KU | KU | KU | KU | KU | KU | KU | KU | KU | KU | KU | KU | KU | KU | KU | KU | KU | KU | KU | KU | KU | KU | KU | KU | KU | KU | KU | KU | KU | KU | KU | KU | KU | KU | KU | KU | KU | KU | KU | KU | KU | KU | KU | KU | KU | KU | KU | KU | KU | KU | KU | KU | KU | KU | KU | KU | KU | KU | KU | KU | KU | KU | KU | KU | KU | KU | KU | KU | KU | KU | KU | KU | KU | KU | KU | KU | KU | KU | KU | KU | KU | KU | KU | KU
KZ | 10P54303 | [12 empty] | KU | KU | KU | KU | KU | KU | KU | KU | KU | KU | KU | KU | KU | KU | KU | KU | KU | KU | KU | KU | KU | KU | KU | KU | KU | KU | KU | KU | KU | KU | KU | KU | KU | KU | KU | KU | KU | KU | KU | KU | KU | KU | KU | KU | KU | KU | KU | KU | KU | KU | KU | KU | KU | KU | KU | KU | KU | KU | KU | KU | KU | KU | KU | KU | KU | KU | KU | KU | KU | KU | KU | KU | KU | KU | KU | KU | KU | KU | KU | KU | KU | KU | KU | KU | KU | KU | KU | KU | KU | KU | KU | KU | KU | KU | KU | KU | KU | KU | KU | KU | KU | KU | KU | KU | KU | KU | KU | KU | KU | KU | KU | KU | KU | KU | KU | KU | KU | KU | KU | KU | KU | KU | KU | KU | KU | KU | KU | KU | KU | KU | KU | KU | KU | KU | KU | KU | KU | KU | KU | KU | KU | KU | KU | KU | KU | KU | KU | KU | KU | KU | KU | KU | KU | KU | KU | KU | KU | KU | KU | KU | KU | KU | KU | KU | KU | KU | KU | KU | KU | KU | KU | KU | KU | KU | KU | KU | KU | KU | KU | KU | KU | KU | KU | KU | KU | KU | KU | KU | KU | KU | KU | KU | KU | KU | KU | KU | KU | KU | KU | KU | KU | KU | KU | KU | KU | KU | KU | KU | KU | KU | KU | KU | KU | KU | KU | KU | KU | KU | KU | KU | KU | KU | KU | KU | KU | KU | KU | KU | KU | KU | KU | KU | KU | KU | KU | KU | KU | KU | KU | KU | KU | KU
M0 | 10P54303
M1 | 10P54303
M2 | 10P54303
M3 | 10P54303
M4 | 10P54303
M5 | 10P54303
MA | 10P54302
MB | 10P54302
MC | 10P54302
MD | 10P54302
ME | 10P54302
MF | 10P54302
MG | 10P54302
MH | 10P54302 | [12 empty] | KS | KS | KS | KS | KS | KS | KS | KS | KS | KS | KS | KS | KS | KS | KS | KS | KS | KS | KS | KS | KS | KS | KS | KS | KS | KS | KS | KS | KS | KS | KS | KS | KS | KS | KS | KS | KS | KS | KS | KS | KS | KS | KS | KS | KS | KS | KS | KS | KS | KS | KS | KS | KS | KS | KS | KS | KS | KS | KS | KS | KS | KS | KS | KS | KS | KS | KS | KS | KS | KS | KS | KS | KS | KS | KS | KS | KS | KS | KS | KS | KS | KS | KS | KS | KS | KS | KS | KS | KS | KS | KS | KS | KS | KS | KS | KS | KS | KS | KS | KS | KS | KS | KS | KS | KS | KS | KS | KS | KS | KS | KS | KS | KS | KS | KS | KS | KS | KS | KS | KS | KS | KS | KS | KS | KS | KS | KS | KS | KS | KS | KS | KS | KS | KS | KS | KS | KS | KS | KS | KS | KS | KS | KS | KS | KS | KS | KS | KS | KS | KS | KS | KS | KS | KS | KS | KS | KS | KS | KS | KS | KS | KS | KS | KS | KS | KS | KS | KS | KS | KS | KS | KS | KS | KS | KS | KS | KS | KS | KS | KS | KS | KS | KS | KS | KS | KS | KS | KS | KS | KS | KS | KS | KS | KS | KS | KS | KS | KS | KS | KS | KS | KS | KS | KS | KS | KS | KS | KS | KS | KS | KS | KS | KS | KS | KS | KS | KS | KS | KS | KS | KS | KS | KS | KS | KS | KS | KS | KS | KS | KS | KS | KS | KS | KS | KS | KS | KS | KS | KS | KS | KS | KS
MJ | 10P54302 | [12 empty] | KT | KT | KT | KT | KT | KT | KT | KT | KT | KT | KT | KT | KT | KT | KT | KT | KT | KT | KT | KT | KT | KT | KT | KT | KT | KT | KT | KT | KT | KT | KT | KT | KT | KT | KT | KT | KT | KT | KT | KT | KT | KT | KT | KT | KT | KT | KT | KT | KT | KT | KT | KT | KT | KT | KT | KT | KT | KT | KT | KT | KT | KT | KT | KT | KT | KT | KT | KT | KT | KT | KT | KT | KT | KT | KT | KT | KT | KT | KT | KT | KT | KT | KT | KT | KT | KT | KT | KT | KT | KT | KT | KT | KT | KT | KT | KT | KT | KT | KT | KT | KT | KT | KT | KT | KT | KT | KT | KT | KT | KT | KT | KT | KT | KT | KT | KT | KT | KT | KT | KT | KT | KT | KT | KT | KT | KT | KT | KT | KT | KT | KT | KT | KT | KT | KT | KT | KT | KT | KT | KT | KT | KT | KT | KT | KT | KT | KT | KT | KT | KT | KT | KT | KT | KT | KT | KT | KT | KT | KT | KT | KT | KT | KT | KT | KT | KT | KT | KT | KT | KT | KT | KT | KT | KT | KT | KT | KT | KT | KT | KT | KT | KT | KT | KT | KT | KT | KT | KT | KT | KT | KT | KT | KT | KT | KT | KT | KT | KT | KT | KT | KT | KT | KT | KT | KT | KT | KT | KT | KT | KT | KT | KT | KT | KT | KT | KT | KT | KT | KT | KT | KT | KT | KT | KT | KT | KT | KT | KT | KT | KT | KT | KT | KT | KT | KT | KT | KT | KT | KT | KT | KT | KT
MK | 10P54302 | [12 empty] | KU | KU | KU | KU | KU | KU | KU | KU | KU | KU | KU | KU | KU | KU | KU | KU | KU | KU | KU | KU | KU | KU | KU | KU | KU | KU | KU | KU | KU | KU | KU | KU | KU | KU | KU | KU | KU | KU | KU | KU | KU | KU | KU | KU | KU | KU | KU | KU | KU | KU | KU | KU | KU | KU | KU | KU | KU | KU | KU | KU | KU | KU | KU | KU | KU | KU | KU | KU | KU | KU | KU | KU | KU | KU | KU | KU | KU | KU | KU | KU | KU | KU | KU | KU | KU | KU | KU | KU | KU | KU | KU | KU | KU | KU | KU | KU | KU | KU | KU | KU | KU | KU | KU | KU | KU | KU | KU | KU | KU | KU | KU | KU | KU | KU | KU | KU | KU | KU | KU | KU | KU | KU | KU | KU | KU | KU | KU | KU | KU | KU | KU | KU | KU | KU | KU | KU | KU | KU | KU | KU | KU | KU | KU | KU | KU | KU | KU | KU | KU | KU | KU | KU | KU | KU | KU | KU | KU | KU | KU | KU | KU | KU | KU | KU | KU | KU | KU | KU | KU | KU | KU | KU | KU | KU | KU | KU | KU | KU | KU | KU | KU | KU | KU | KU | KU | KU | KU | KU | KU | KU | KU | KU | KU | KU | KU | KU | KU | KU | KU | KU | KU | KU | KU | KU | KU | KU | KU | KU | KU | KU | KU | KU | KU | KU | KU | KU | KU | KU | KU | KU | KU | KU | KU | KU | KU | KU | KU | KU | KU | KU | KU | KU | KU | KU | KU | KU | KU | KU | KU | KU | KU | KU
ML | 10P54302 | [12 empty] | KV | KV | KV | KV | KV | KV | KV | KV | KV | KV | KV | KV | KV | KV | KV | KV | KV | KV | KV | KV | KV | KV | KV | KV | KV | KV | KV | KV | KV | KV | KV | KV | KV | KV | KV | KV | KV | KV | KV | KV | KV | KV | KV | KV | KV | KV | KV | KV | KV | KV | KV | KV | KV | KV | KV | KV | KV | KV | KV | KV | KV | KV | KV | KV | KV | KV | KV | KV | KV | KV | KV | KV | KV | KV | KV | KV | KV | KV | KV | KV | KV | KV | KV | KV | KV | KV | KV | KV | KV | KV | KV | KV | KV | KV | KV | KV | KV | KV | KV | KV | KV | KV | KV | KV | KV | KV | KV | KV | KV | KV | KV | KV | KV | KV | KV | KV | KV | KV | KV | KV | KV | KV | KV | KV | KV | KV | KV | KV | KV | KV | KV | KV | KV | KV | KV | KV | KV | KV | KV | KV | KV | KV | KV | KV | KV | KV | KV | KV | KV | KV | KV | KV | KV | KV | KV | KV | KV | KV | KV | KV | KV | KV | KV | KV | KV | KV | KV | KV | KV | KV | KV | KV | KV | KV | KV | KV | KV | KV | KV | KV | KV | KV | KV | KV | KV | KV | KV | KV | KV | KV | KV | KV | KV | KV | KV | KV | KV | KV | KV | KV | KV | KV | KV | KV | KV | KV | KV | KV | KV | KV | KV | KV | KV | KV | KV | KV | KV | KV | KV | KV | KV | KV | KV | KV | KV | KV | KV | KV | KV | KV | KV | KV | KV | KV | KV | KV | KV | KV | KV | KV | KV | KV
MM | 10P54302
MR | 10P54302
MS | 10P54303 | [12 empty] | KS | KS | KS | KS | KS | KS | KS | KS | KS | KS | KS | KS | KS | KS | KS | KS | KS | KS | KS | KS | KS | KS | KS | KS | KS | KS | KS | KS | KS | KS | KS | KS | KS | KS | KS | KS | KS | KS | KS | KS | KS | KS | KS | KS | KS | KS | KS | KS | KS | KS | KS | KS | KS | KS | KS | KS | KS | KS | KS | KS | KS | KS | KS | KS | KS | KS | KS | KS | KS | KS | KS | KS | KS | KS | KS | KS | KS | KS | KS | KS | KS | KS | KS | KS | KS | KS | KS | KS | KS | KS | KS | KS | KS | KS | KS | KS | KS | KS | KS | KS | KS | KS | KS | KS | KS | KS | KS | KS | KS | KS | KS | KS | KS | KS | KS | KS | KS | KS | KS | KS | KS | KS | KS | KS | KS | KS | KS | KS | KS | KS | KS | KS | KS | KS | KS | KS | KS | KS | KS | KS | KS | KS | KS | KS | KS | KS | KS | KS | KS | KS | KS | KS | KS | KS | KS | KS | KS | KS | KS | KS | KS | KS | KS | KS | KS | KS | KS | KS | KS | KS | KS | KS | KS | KS | KS | KS | KS | KS | KS | KS | KS | KS | KS | KS | KS | KS | KS | KS | KS | KS | KS | KS | KS | KS | KS | KS | KS | KS | KS | KS | KS | KS | KS | KS | KS | KS | KS | KS | KS | KS | KS | KS | KS | KS | KS | KS | KS | KS | KS | KS | KS | KS | KS | KS | KS | KS | KS | KS | KS | KS | KS | KS | KS | KS | KS | KS | KS | KS | KS | KS | KS | KS
MT | 10P54303 | [12 empty] | KT | KT | KT | KT | KT | KT | KT | KT | KT | KT | KT | KT | KT | KT | KT | KT | KT | KT | KT | KT | KT | KT | KT | KT | KT | KT | KT | KT | KT | KT | KT | KT | KT | KT | KT | KT | KT | KT | KT | KT | KT | KT | KT | KT | KT | KT | KT | KT | KT | KT | KT | KT | KT | KT | KT | KT | KT | KT | KT | KT | KT | KT | KT | KT | KT | KT | KT | KT | KT | KT | KT | KT | KT | KT | KT | KT | KT | KT | KT | KT | KT | KT | KT | KT | KT | KT | KT | KT | KT | KT | KT | KT | KT | KT | KT | KT | KT | KT | KT | KT | KT | KT | KT | KT | KT | KT | KT | KT | KT | KT | KT | KT | KT | KT | KT | KT | KT | KT | KT | KT | KT | KT | KT | KT | KT | KT | KT | KT | KT | KT | KT | KT | KT | KT | KT | KT | KT | KT | KT | KT | KT | KT | KT | KT | KT | KT | KT | KT | KT | KT | KT | KT | KT | KT | KT | KT | KT | KT | KT | KT | KT | KT | KT | KT | KT | KT | KT | KT | KT | KT | KT | KT | KT | KT | KT | KT | KT | KT | KT | KT | KT | KT | KT | KT | KT | KT | KT | KT | KT | KT | KT | KT | KT | KT | KT | KT | KT | KT | KT | KT | KT | KT | KT | KT | KT | KT | KT | KT | KT | KT | KT | KT | KT | KT | KT | KT | KT | KT | KT | KT | KT | KT | KT | KT | KT | KT | KT | KT | KT | KT | KT | KT | KT | KT | KT | KT | KT | KT | KT | KT | KT | KT
MU | 10P54303 | [12 empty] | KU | KU | KU | KU | KU | KU | KU | KU | KU | KU | KU | KU | KU | KU | KU | KU | KU | KU | KU | KU | KU | KU | KU | KU | KU | KU | KU | KU | KU | KU | KU | KU | KU | KU | KU | KU | KU | KU | KU | KU | KU | KU | KU | KU | KU | KU | KU | KU | KU | KU | KU | KU | KU | KU | KU | KU | KU | KU | KU | KU | KU | KU | KU | KU | KU | KU | KU | KU | KU | KU | KU | KU | KU | KU | KU | KU | KU | KU | KU | KU | KU | KU | KU | KU | KU | KU | KU | KU | KU | KU | KU | KU | KU | KU | KU | KU | KU | KU | KU | KU | KU | KU | KU | KU | KU | KU | KU | KU | KU | KU | KU | KU | KU | KU | KU | KU | KU | KU | KU | KU | KU | KU | KU | KU | KU | KU | KU | KU | KU | KU | KU | KU | KU | KU | KU | KU | KU | KU | KU | KU | KU | KU | KU | KU | KU | KU | KU | KU | KU | KU | KU | KU | KU | KU | KU | KU | KU | KU | KU | KU | KU | KU | KU | KU | KU | KU | KU | KU | KU | KU | KU | KU | KU | KU | KU | KU | KU | KU | KU | KU | KU | KU | KU | KU | KU | KU | KU | KU | KU | KU | KU | KU | KU | KU | KU | KU | KU | KU | KU | KU | KU | KU | KU | KU | KU | KU | KU | KU | KU | KU | KU | KU | KU | KU | KU | KU | KU | KU | KU | KU | KU | KU | KU | KU | KU | KU | KU | KU | KU | KU | KU | KU | KU | KU | KU | KU | KU | KU | KU | KU | KU | KU
MV | 10P54303 | [12 empty] | KU | KU | KU | KU | KU | KU | KU | KU | KU | KU | KU | KU | KU | KU | KU | KU | KU | KU | KU | KU | KU | KU | KU | KU | KU | KU | KU | KU | KU | KU | KU | KU | KU | KU | KU | KU | KU | KU | KU | KU | KU | KU | KU | KU | KU | KU | KU | KU | KU | KU | KU | KU | KU | KU | KU | KU | KU | KU | KU | KU | KU | KU | KU | KU | KU | KU | KU | KU | KU | KU | KU | KU | KU | KU | KU | KU | KU | KU | KU | KU | KU | KU | KU | KU | KU | KU | KU | KU | KU | KU | KU | KU | KU | KU | KU | KU | KU | KU | KU | KU | KU | KU | KU | KU | KU | KU | KU | KU | KU | KU | KU | KU | KU | KU | KU | KU | KU | KU | KU | KU | KU | KU | KU | KU | KU | KU | KU | KU | KU | KU | KU | KU | KU | KU | KU | KU | KU | KU | KU | KU | KU | KU | KU | KU | KU | KU | KU | KU | KU | KU | KU | KU | KU | KU | KU | KU | KU | KU | KU | KU | KU | KU | KU | KU | KU | KU | KU | KU | KU | KU | KU | KU | KU | KU | KU | KU | KU | KU | KU | KU | KU | KU | KU | KU | KU | KU | KU | KU | KU | KU | KU | KU | KU | KU | KU | KU | KU | KU | KU | KU | KU | KU | KU | KU | KU | KU | KU | KU | KU | KU | KU | KU | KU | KU | KU | KU | KU | KU | KU | KU | KU | KU | KU | KU | KU | KU | KU | KU | KU | KU | KU | KU | KU | KU | KU | KU | KU | KU | KU | KU | KU | KU
MW | 10P54303 | [12 empty] | KU | KU | KU | KU | KU | KU | KU | KU | KU | KU | KU | KU | KU | KU | KU | KU | KU | KU | KU | KU | KU | KU | KU | KU | KU | KU | KU | KU | KU | KU | KU | KU | KU | KU | KU | KU | KU | KU | KU | KU | KU | KU | KU | KU | KU | KU | KU | KU | KU | KU | KU | KU | KU | KU | KU | KU | KU | KU | KU | KU | KU | KU | KU | KU | KU | KU | KU | KU | KU | KU | KU | KU | KU | KU | KU | KU | KU | KU | KU | KU | KU | KU | KU | KU | KU | KU | KU | KU | KU | KU | KU | KU | KU | KU | KU | KU | KU | KU | KU | KU | KU | KU | KU | KU | KU | KU | KU | KU | KU | KU | KU | KU | KU | KU | KU | KU | KU | KU | KU | KU | KU | KU | KU | KU | KU | KU | KU | KU | KU | KU | KU | KU | KU | KU | KU | KU | KU | KU | KU | KU | KU | KU | KU | KU | KU | KU | KU | KU | KU | KU | KU | KU | KU | KU | KU | KU | KU | KU | KU | KU | KU | KU | KU | KU | KU | KU | KU | KU | KU | KU | KU | KU | KU | KU | KU | KU | KU | KU | KU | KU | KU | KU | KU | KU | KU | KU | KU | KU | KU | KU | KU | KU | KU | KU | KU | KU | KU | KU | KU | KU | KU | KU | KU | KU | KU | KU | KU | KU | KU | KU | KU | KU | KU | KU | KU | KU | KU | KU | KU | KU | KU | KU | KU | KU | KU | KU | KU | KU | KU | KU | KU | KU | KU | KU | KU | KU | KU | KU | KU | KU | KU | KU
MX | 10P54303 | [12 empty] | KU | KU | KU | KU | KU | KU | KU | KU | KU | KU | KU | KU | KU | KU | KU | KU | KU | KU | KU | KU | KU | KU | KU | KU | KU | KU | KU | KU | KU | KU | KU | KU | KU | KU | KU | KU | KU | KU | KU | KU | KU | KU | KU | KU | KU | KU | KU | KU | KU | KU | KU | KU | KU | KU | KU | KU | KU | KU | KU | KU | KU | KU | KU | KU | KU | KU | KU | KU | KU | KU | KU | KU | KU | KU | KU | KU | KU | KU | KU | KU | KU | KU | KU | KU | KU | KU | KU | KU | KU | KU | KU | KU | KU | KU | KU | KU | KU | KU | KU | KU | KU | KU | KU | KU | KU | KU | KU | KU | KU | KU | KU | KU | KU | KU | KU | KU | KU | KU | KU | KU | KU | KU | KU | KU | KU | KU | KU | KU | KU | KU | KU | KU | KU | KU | KU | KU | KU | KU | KU | KU | KU | KU | KU | KU | KU | KU | KU | KU | KU | KU | KU | KU | KU | KU | KU | KU | KU | KU | KU | KU | KU | KU | KU | KU | KU | KU | KU | KU | KU | KU | KU | KU | KU | KU | KU | KU | KU | KU | KU | KU | KU | KU | KU | KU | KU | KU | KU | KU | KU | KU | KU | KU | KU | KU | KU | KU | KU | KU | KU | KU | KU | KU | KU | KU | KU | KU | KU | KU | KU | KU | KU | KU | KU | KU | KU | KU | KU | KU | KU | KU | KU | KU | KU | KU | KU | KU | KU | KU | KU | KU | KU | KU | KU | KU | KU | KU | KU | KU | KU | KU | KU | KU
MY | 10P54303 | [12 empty] | KU | KU | KU | KU | KU | KU | KU | KU | KU | KU | KU | KU | KU | KU | KU | KU | KU | KU | KU | KU | KU | KU | KU | KU | KU | KU | KU | KU | KU | KU | KU | KU | KU | KU | KU | KU | KU | KU | KU | KU | KU | KU | KU | KU | KU | KU | KU | KU | KU | KU | KU | KU | KU | KU | KU | KU | KU | KU | KU | KU | KU | KU | KU | KU | KU | KU | KU | KU | KU | KU | KU | KU | KU | KU | KU | KU | KU | KU | KU | KU | KU | KU | KU | KU | KU | KU | KU | KU | KU | KU | KU | KU | KU | KU | KU | KU | KU | KU | KU | KU | KU | KU | KU | KU | KU | KU | KU | KU | KU | KU | KU | KU | KU | KU | KU | KU | KU | KU | KU | KU | KU | KU | KU | KU | KU | KU | KU | KU | KU | KU | KU | KU | KU | KU | KU | KU | KU | KU | KU | KU | KU | KU | KU | KU | KU | KU | KU | KU | KU | KU | KU | KU | KU | KU | KU | KU | KU | KU | KU | KU | KU | KU | KU | KU | KU | KU | KU | KU | KU | KU | KU | KU | KU | KU | KU | KU | KU | KU | KU | KU | KU | KU | KU | KU | KU | KU | KU | KU | KU | KU | KU | KU | KU | KU | KU | KU | KU | KU | KU | KU | KU | KU | KU | KU | KU | KU | KU | KU | KU | KU | KU | KU | KU | KU | KU | KU | KU | KU | KU | KU | KU | KU | KU | KU | KU | KU | KU | KU | KU | KU | KU | KU | KU | KU | KU | KU | KU | KU | KU | KU | KU | KU
MZ | 10P54303 | [12 empty] | KV | KV | KV | KV | KV | KV | KV | KV | KV | KV | KV | KV | KV | KV | KV | KV | KV | KV | KV | KV | KV | KV | KV | KV | KV | KV | KV | KV | KV | KV | KV | KV | KV | KV | KV | KV | KV | KV | KV | KV | KV | KV | KV | KV | KV | KV | KV | KV | KV | KV | KV | KV | KV | KV | KV | KV | KV | KV | KV | KV | KV | KV | KV | KV | KV | KV | KV | KV | KV | KV | KV | KV | KV | KV | KV | KV | KV | KV | KV | KV | KV | KV | KV | KV | KV | KV | KV | KV | KV | KV | KV | KV | KV | KV | KV | KV | KV | KV | KV | KV | KV | KV | KV | KV | KV | KV | KV | KV | KV | KV | KV | KV | KV | KV | KV | KV | KV | KV | KV | KV | KV | KV | KV | KV | KV | KV | KV | KV | KV | KV | KV | KV | KV | KV | KV | KV | KV | KV | KV | KV | KV | KV | KV | KV | KV | KV | KV | KV | KV | KV | KV | KV | KV | KV | KV | KV | KV | KV | KV | KV | KV | KV | KV | KV | KV | KV | KV | KV | KV | KV | KV | KV | KV | KV | KV | KV | KV | KV | KV | KV | KV | KV | KV | KV | KV | KV | KV | KV | KV | KV | KV | KV | KV | KV | KV | KV | KV | KV | KV | KV | KV | KV | KV | KV | KV | KV | KV | KV | KV | KV | KV | KV | KV | KV | KV | KV | KV | KV | KV | KV | KV | KV | KV | KV | KV | KV | KV | KV | KV | KV | KV | KV | KV | KV | KV | KV | KV | KV | KV | KV | KV | KV
11
11 | 52 : With Distance | 52 | 42 : Without Distance | 42
15 | 52 : With Distance | 52 | 42 : Without Distance | 42
16 | 52 : With Distance | 52 | 42 : Without Distance | 42
17 | 52 : With Distance | 52 | 42 : Without Distance | 42
18 | 52 : With Distance | 52 | 42 : Without Distance | 42
19 | 52 : With Distance | 52 | 42 : Without Distance | 42
20 | 52 : With Distance | 52 | 42 : Without Distance | 42
50 | 52 : With Distance | 52 | 42 : Without Distance | 42

## Date Drivers (hidden)
Key Date | 2020-02-05
| 2000-09-20 | 2001-06-01 | 2001-07-01 | 2002-07-01 | 2002-11-29 | 2003-03-01 | 2003-03-02 | 2004-01-19 | 2004-08-11 | 2004-08-12 | 2004-10-04 | 2004-11-01 | 2004-11-09 | 2004-12-10 | 2004-12-15 | 2005-11-01 | 2006-06-28 | 2007-07-04 | 2007-12-12 | 2009-02-24 | 2009-05-14 | 2011-03-15 | 2012-09-12 | 2013-01-13 | 2014-08-25 | 2014-08-26 | 2015-03-18 | 2016-10-16 | 2017-03-02 | 2020-02-05 | 2026-07-29 | 2026-08-03 | 2026-07-28 | 2026-07-29 | 2026-08-04 | 2026-08-05 | 2026-08-06 | 2026-08-08 | 2026-08-09
Vx Aux Rating | 24-54 Vdc | 24-54 Vdc | 24-54 Vdc | 24-54 Vdc | 24-54 Vdc | 24-54 Vdc | 24-54 Vdc | 24-54 Vdc | 24-54 Vdc | 24-54 Vdc | 24-54 Vdc | 24-54 Vdc | 24-54 Vdc | 24-54 Vdc | 24-54 Vdc | 24-54 Vdc | 24-54 Vdc | 24-54 Vdc | 24-54 Vdc | 24-54 Vdc | 24-54 Vdc | 24-54 Vdc | 24-54 Vdc | 24-54 Vdc | 24-54 Vdc | 24-54 Vdc | 24-54 Vdc | 24-54 Vdc | 24-54 Vdc | 24-54 Vdc | 24-54 Vdc | 24-54 Vdc | 24-54 Vdc | 24-54 Vdc | 24-54 Vdc | 24-54 Vdc | 24-54 Vdc | 24-54 Vdc | 24-54 Vdc
| 48-125 Vdc (40-100 Vac) | 48-125 Vdc (40-100 Vac) | 48-125 Vdc (40-100 Vac) | 48-125 Vdc (40-100 Vac) | 48-125 Vdc (40-100 Vac) | 48-125 Vdc (40-100 Vac) | 48-125 Vdc (40-100 Vac) | 48-125 Vdc (40-100 Vac) | 48-125 Vdc (40-100 Vac) | 48-125 Vdc (40-100 Vac) | 48-125 Vdc (40-100 Vac) | 48-125 Vdc (40-100 Vac) | 48-125 Vdc (40-100 Vac) | 48-125 Vdc (40-100 Vac) | 48-125 Vdc (40-100 Vac) | 48-125 Vdc (40-100 Vac) | 48-125 Vdc (40-100 Vac) | 48-125 Vdc (40-100 Vac) | 48-125 Vdc (40-100 Vac) | 48-125 Vdc (40-100 Vac) | 48-125 Vdc (40-100 Vac) | 48-125 Vdc (40-100 Vac) | 48-125 Vdc (40-100 Vac) | 48-125 Vdc (40-100 Vac) | 48-125 Vdc (40-100 Vac) | 48-125 Vdc (40-100 Vac) | 48-125 Vdc (40-100 Vac) | 48-125 Vdc (40-100 Vac) | 48-125 Vdc (40-100 Vac) | 48-125 Vdc (40-100 Vac) | 48-125 Vdc (40-100 Vac) | 48-125 Vdc (40-100 Vac) | 48-125 Vdc (40-100 Vac) | 48-125 Vdc (40-100 Vac) | 48-125 Vdc (40-100 Vac) | 48-125 Vdc (40-100 Vac) | 48-125 Vdc (40-100 Vac) | 48-125 Vdc (40-100 Vac) | 48-125 Vdc (40-100 Vac)
| 110-250 Vdc (100-240 Vac) | 110-250 Vdc (100-240 Vac) | 110-250 Vdc (100-240 Vac) | 110-250 Vdc (100-240 Vac) | 110-250 Vdc (100-240 Vac) | 110-250 Vdc (100-240 Vac) | 110-250 Vdc (100-240 Vac) | 110-250 Vdc (100-240 Vac) | 110-250 Vdc (100-240 Vac) | 110-250 Vdc (100-240 Vac) | 110-250 Vdc (100-240 Vac) | 110-250 Vdc (100-240 Vac) | 110-250 Vdc (100-240 Vac) | 110-250 Vdc (100-240 Vac) | 110-250 Vdc (100-240 Vac) | 110-250 Vdc (100-240 Vac) | 110-250 Vdc (100-240 Vac) | 110-250 Vdc (100-240 Vac) | 110-250 Vdc (100-240 Vac) | 110-250 Vdc (100-240 Vac) | 110-250 Vdc (100-240 Vac) | 110-250 Vdc (100-240 Vac) | 110-250 Vdc (100-240 Vac) | 110-250 Vdc (100-240 Vac) | 110-250 Vdc (100-240 Vac) | 110-250 Vdc (100-240 Vac) | 110-250 Vdc (100-240 Vac) | 110-250 Vdc (100-240 Vac) | 110-250 Vdc (100-240 Vac) | 110-250 Vdc (100-240 Vac) | 110-250 Vdc (100-240 Vac) | 110-250 Vdc (100-240 Vac) | 110-250 Vdc (100-240 Vac) | 110-250 Vdc (100-240 Vac) | 110-250 Vdc (100-240 Vac) | 110-250 Vdc (100-240 Vac) | 110-250 Vdc (100-240 Vac) | 110-250 Vdc (100-240 Vac) | 110-250 Vdc (100-240 Vac)
| 7 | 7 | 7 | 7 | 7 | 7 | 7 | 7 | 7 | 7 | 7 | 7 | 7 | 7 | 7 | 7 | 7 | 7 | 7 | 7 | 7 | 7 | 7 | 7 | 7 | 7 | 7 | 7 | 7 | 7 | 7 | 7 | 7 | 7 | 7 | 7 | 7 | 7 | 7
| 8 | 8 | 8 | 8 | 8 | 8 | 8 | 8 | 8 | 8 | 8 | 8 | 8 | 8 | 8 | 8 | 8 | 8 | 8 | 8 | 8 | 8 | 8 | 8 | 8 | 8 | 8 | 8 | 8 | 8 | 8 | 8 | 8 | 8 | 8 | 8 | 8 | 8 | 8
| 9 | 9 | 9 | 9 | 9 | 9 | 9 | 9 | 9 | 9 | 9 | 9 | 9 | 9 | 9 | 9 | 9 | 9 | 9 | 9 | 9 | 9 | 9 | 9 | 9 | 9 | 9 | 9 | 9 | 9 | 9 | 9 | 9 | 9 | 9 | 9 | 9 | 9 | 9
Protocol/Comms Options | K-Bus | K-Bus | K-Bus | K-Bus | K-Bus | K-Bus | K-Bus | K-Bus | K-Bus | K-Bus | K-Bus | K-Bus | K-Bus | K-Bus | K-Bus | K-Bus | K-Bus | K-Bus | K-Bus | K-Bus | K-Bus | K-Bus | K-Bus | K-Bus | K-Bus | K-Bus | K-Bus | K-Bus | K-Bus | K-Bus | K-Bus | K-Bus | K-Bus | K-Bus | K-Bus | K-Bus | K-Bus | K-Bus | K-Bus
| Modbus | Modbus | Modbus | Modbus | Modbus | Modbus | Modbus | Modbus | Modbus | Modbus | Modbus | Modbus | Modbus | Modbus | Modbus | IEC60870-5-103 (VDEW) | IEC60870-5-103 (VDEW) | IEC60870-5-103 (VDEW) | IEC60870-5-103 (VDEW) | IEC60870-5-103 (VDEW) | IEC60870-5-103 (VDEW) | IEC60870-5-103 (VDEW) | IEC60870-5-103 (VDEW) | IEC60870-5-103 (VDEW) | IEC60870-5-103 (VDEW) | IEC60870-5-103 (VDEW) | IEC60870-5-103 (VDEW) | IEC60870-5-103 (VDEW) | IEC60870-5-103 (VDEW) | IEC60870-5-103 (VDEW) | IEC60870-5-103 (VDEW) | IEC60870-5-103 (VDEW) | IEC60870-5-103 (VDEW) | IEC60870-5-103 (VDEW) | IEC60870-5-103 (VDEW) | IEC60870-5-103 (VDEW) | IEC60870-5-103 (VDEW) | IEC60870-5-103 (VDEW) | IEC60870-5-103 (VDEW)
| IEC60870-5-103 (VDEW) | IEC60870-5-103 (VDEW) | IEC60870-5-103 (VDEW) | IEC60870-5-103 (VDEW) | IEC60870-5-103 (VDEW) | IEC60870-5-103 (VDEW) | IEC60870-5-103 (VDEW) | IEC60870-5-103 (VDEW) | IEC60870-5-103 (VDEW) | IEC60870-5-103 (VDEW) | IEC60870-5-103 (VDEW) | IEC60870-5-103 (VDEW) | IEC60870-5-103 (VDEW) | IEC60870-5-103 (VDEW) | IEC60870-5-103 (VDEW) | DNP3.0 | DNP3.0 | DNP3.0 | DNP3.0 | DNP3.0 | DNP3.0 | DNP3.0 | DNP3.0 | DNP3.0 | DNP3.0 | DNP3.0 | DNP3.0 | DNP3.0 | DNP3.0 | DNP3.0 | DNP3.0 | DNP3.0 | DNP3.0 | DNP3.0 | DNP3.0 | DNP3.0 | DNP3.0 | DNP3.0 | DNP3.0
| DNP3.0 | DNP3.0 | DNP3.0 | DNP3.0 | DNP3.0 | DNP3.0 | DNP3.0 | DNP3.0 | DNP3.0 | DNP3.0 | DNP3.0 | DNP3.0 | DNP3.0 | DNP3.0 | DNP3.0 | IEC61850 + Courier via rear RS485 port |  | IEC61850 + Courier via rear RS485 port | IEC61850 + Courier via rear RS485 port | IEC61850 + Courier via rear RS485 port | IEC61850 + Courier via rear RS485 port | IEC61850 + Courier via rear RS485 port | IEC61850 + Courier via rear RS485 port | IEC61850 + Courier via rear RS485 port | IEC61850 + Courier via rear RS485 port | IEC61850 + Courier via rear RS485 port | IEC61850 + Courier via rear RS485 port | IEC61850 + Courier via rear RS485 port | IEC61850 + Courier via rear RS485 port | IEC61850 + Courier via rear RS485 port | IEC61850 + Courier via rear RS485 port | IEC61850 + Courier via rear RS485 port | IEC61850 + Courier via rear RS485 port | IEC61850 + Courier via rear RS485 port | IEC61850 + Courier via rear RS485 port | IEC61850 + Courier via rear RS485 port | IEC61850 + Courier via rear RS485 port | IEC61850 + Courier via rear RS485 port | IEC61850 + Courier via rear RS485 port
| UCA2 - Not Available | UCA2 - Not Available | UCA2 - Not Available | UCA2 - Not Available | UCA2 - Not Available | UCA2 | UCA2 - Not Available | UCA2 | UCA2 - Not Available | UCA2 | UCA2 | UCA2 | UCA2 | UCA2 | UCA2 | IEC61850 + IEC60870-5-103 via rear RS485 port |  | IEC61850 + IEC60870-5-103 via rear RS485 port | IEC61850 + IEC60870-5-103 via rear RS485 port | IEC61850 + IEC60870-5-103 via rear RS485 port | IEC61850 + IEC60870-5-103 via rear RS485 port | IEC61850 + IEC60870-5-103 via rear RS485 port | IEC61850 + IEC60870-5-103 via rear RS485 port | IEC61850 + IEC60870-5-103 via rear RS485 port | IEC61850 + IEC60870-5-103 via rear RS485 port | IEC61850 + IEC60870-5-103 via rear RS485 port | IEC61850 + IEC60870-5-103 via rear RS485 port | IEC61850 + IEC60870-5-103 via rear RS485 port | IEC61850 + IEC60870-5-103 via rear RS485 port | IEC61850 + IEC60870-5-103 via rear RS485 port | IEC61850 + IEC60870-5-103 via rear RS485 port | IEC61850 + IEC60870-5-103 via rear RS485 port | IEC61850 + IEC60870-5-103 via rear RS485 port | IEC61850 + IEC60870-5-103 via rear RS485 port | IEC61850 + IEC60870-5-103 via rear RS485 port | IEC61850 + IEC60870-5-103 via rear RS485 port | IEC61850 + IEC60870-5-103 via rear RS485 port | IEC61850 + IEC60870-5-103 via rear RS485 port | IEC61850 + IEC60870-5-103 via rear RS485 port
| 1 | 1 | 1 | 1 | 1 | 1 | 1 | 1 | 1 | 1 | 1 | 1 | 1 | 1 | 1 | 1 | 1 | 1 | 1 | 1 | 1 | 1 | 1 | 1 | 1 | 1 | 1 | 1 | 1 | 1 | 1 | 1 | 1 | 1 | 1 | 1 | 1 | 1 | 1
| 2 | 2 | 2 | 2 | 2 | 2 | 2 | 2 | 2 | 2 | 2 | 2 | 2 | 2 | 2 | 3 | 3 | 3 | 3 | 3 | 3 | 3 | 3 | 3 | 3 | 3 | 3 | 3 | 3 | 3 | 3 | 3 | 3 | 3 | 3 | 3 | 3 | 3 | 3
| 3 | 3 | 3 | 3 | 3 | 3 | 3 | 3 | 3 | 3 | 3 | 3 | 3 | 3 | 3 | 4 | 4 | 4 | 4 | 4 | 4 | 4 | 4 | 4 | 4 | 4 | 4 | 4 | 4 | 4 | 4 | 4 | 4 | 4 | 4 | 4 | 4 | 4 | 4
| 4 | 4 | 4 | 4 | 4 | 4 | 4 | 4 | 4 | 4 | 4 | 4 | 4 | 4 | 4 | * | 4 | 6 | 6 | 6 | 6 | 6 | 6 | 6 | 6 | 6 | 6 | 6 | 6 | 6 | 6 | 6 | 6 | 6 | 6 | 6 | 6 | 6 | 6
| * | * | * | * | * | 5 | * | 5 | * | 5 | 5 | 5 | 5 | 5 | 5 | * | 4 | 7 | 7 | 7 | 7 | 7 | 7 | 7 | 7 | 7 | 7 | 7 | 7 | 7 | 7 | 7 | 7 | 7 | 7 | 7 | 7 | 7 | 7
Product Specific Options | 820nm dual channel | 820nm dual channel | 820nm dual channel | 820nm dual channel | 820nm dual channel | 820nm dual channel | 820nm dual channel | 820nm dual channel | 820nm dual channel | 820nm dual channel | 820nm dual channel | 820nm dual channel | 820nm dual channel | 820nm dual channel | 820nm dual channel | Ch1=850nm multi-mode , Ch2=850nm multi-mode | Ch1=850nm multi-mode , Ch2=850nm multi-mode | Ch1=850nm multi-mode , Ch2=850nm multi-mode | Ch1=850nm multi-mode, Ch2=850nm multi-mode, 16inputs & 14stn outputs | Ch1=850nm multi-mode, Ch2=850nm multi-mode, 16inputs & 14stn outputs | Ch1=850nm multi-mode, Ch2=850nm multi-mode, 16inputs & 14stn outputs | Ch1=850nm multi-mode, Ch2=850nm multi-mode, 16inputs & 14stn outputs | Ch1=850nm multi-mode, Ch2=850nm multi-mode, 16 inputs & 7stn+4hb outputs | Ch1=850nm multi-mode, Ch2=850nm multi-mode, 16inputs & 14stn outputs | Ch1=850nm multi-mode, Ch2=850nm multi-mode, 16inputs & 14stn outputs | Ch1=850nm multi-mode, Ch2=850nm multi-mode, 16inputs & 14stn outputs | Ch1=850nm multi-mode, Ch2=850nm multi-mode, 16 inputs & 7stn+4hb outputs | Ch1=850nm multi-mode, Ch2=850nm multi-mode, 16inputs & 14stn outputs | Ch1=850nm multi-mode, Ch2=850nm multi-mode, 16inputs & 14stn outputs | Ch1=850nm multi-mode, Ch2=850nm multi-mode, 16inputs & 14stn outputs | Ch1=850nm multi-mode, Ch2=850nm multi-mode, 16inputs & 14stn outputs | Ch1=850nm multi-mode, Ch2=850nm multi-mode, 16inputs & 14stn outputs | Ch1=850nm multi-mode, Ch2=850nm multi-mode, 16inputs & 14stn outputs | Ch1=850nm multi-mode, Ch2=850nm multi-mode, 16inputs & 14stn outputs | Ch1=850nm multi-mode, Ch2=850nm multi-mode, 16inputs & 14stn outputs | Ch1=850nm multi-mode, Ch2=850nm multi-mode, 16inputs & 14stn outputs | Ch1=850nm multi-mode, Ch2=850nm multi-mode, 16inputs & 14stn outputs | Ch1=850nm multi-mode, Ch2=850nm multi-mode, 16inputs & 14stn outputs | Ch1=850nm multi-mode, Ch2=850nm multi-mode, 16inputs & 14stn outputs
| 1300nm single-mode / single channel | 1300nm single-mode / single channel | 1300nm single-mode / single channel | 1300nm single-mode / single channel | 1300nm single-mode / single channel | 1300nm single-mode / single channel | 1300nm single-mode / single channel | 1300nm single-mode / single channel | 1300nm single-mode / single channel | 1300nm single-mode / single channel | 1300nm single-mode / single channel | 1300nm single-mode / single channel | 1300nm single-mode / single channel | 1300nm single-mode / single channel | 1300nm single-mode / single channel | Ch1=1300nm single-mode , Ch2=not fitted (2 Terminal only) | Ch1=1300nm single-mode , Ch2=not fitted (2 Terminal only) | Ch1=1300nm single-mode , Ch2=not fitted (2 Terminal only) | Ch1=1300nm single-mode, Ch2=not fitted (2 Terminal only), 16inputs & 14stn outputs | Ch1=1300nm single-mode, Ch2=not fitted (2 Terminal only), 16inputs & 14stn outputs | Ch1=1300nm single-mode, Ch2=not fitted (2 Terminal only), 16inputs & 14stn outputs | Ch1=1300nm single-mode, Ch2=not fitted (2 Terminal only), 16inputs & 14stn outputs | Ch1=1300nm single-mode, Ch2=not fitted (2 Terminal only), 16 inputs & 7stn+4hb outputs | Ch1=1300nm single-mode, Ch2=not fitted (2 Terminal only), 16inputs & 14stn outputs | Ch1=1300nm single-mode, Ch2=not fitted (2 Terminal only), 16inputs & 14stn outputs | Ch1=1300nm single-mode, Ch2=not fitted (2 Terminal only), 16inputs & 14stn outputs | Ch1=1300nm single-mode, Ch2=not fitted (2 Terminal only), 16 inputs & 7stn+4hb outputs | Ch1=1300nm single-mode, Ch2=not fitted (2 Terminal only), 16inputs & 14stn outputs | Ch1=1300nm single-mode, Ch2=not fitted (2 Terminal only), 16inputs & 14stn outputs | Ch1=1300nm single-mode, Ch2=not fitted (2 Terminal only), 16inputs & 14stn outputs | Ch1=1300nm single-mode, Ch2=not fitted (2 Terminal only), 16inputs & 14stn outputs | Ch1=1300nm single-mode, Ch2=not fitted (2 Terminal only), 16inputs & 14stn outputs | Ch1=1300nm single-mode, Ch2=not fitted (2 Terminal only), 16inputs & 14stn outputs | Ch1=1300nm single-mode, Ch2=not fitted (2 Terminal only), 16inputs & 14stn outputs | Ch1=1300nm single-mode, Ch2=not fitted (2 Terminal only), 16inputs & 14stn outputs | Ch1=1300nm single-mode, Ch2=not fitted (2 Terminal only), 16inputs & 14stn outputs | Ch1=1300nm single-mode, Ch2=not fitted (2 Terminal only), 16inputs & 14stn outputs | Ch1=1300nm single-mode, Ch2=not fitted (2 Terminal only), 16inputs & 14stn outputs | Ch1=1300nm single-mode, Ch2=not fitted (2 Terminal only), 16inputs & 14stn outputs
| 1300nm single-mode / dual channel | 1300nm single-mode / dual channel | 1300nm single-mode / dual channel | 1300nm single-mode / dual channel | 1300nm single-mode / dual channel | 1300nm single-mode / dual channel | 1300nm single-mode / dual channel | 1300nm single-mode / dual channel | 1300nm single-mode / dual channel | 1300nm single-mode / dual channel | 1300nm single-mode / dual channel | 1300nm single-mode / dual channel | 1300nm single-mode / dual channel | 1300nm single-mode / dual channel | 1300nm single-mode / dual channel | Ch1=1300nm single-mode , Ch2=1300nm single-mode | Ch1=1300nm single-mode , Ch2=1300nm single-mode | Ch1=1300nm single-mode , Ch2=1300nm single-mode | Ch1=1300nm single-mode, Ch2=1300nm single-mode, 16inputs & 14stn outputs | Ch1=1300nm single-mode, Ch2=1300nm single-mode, 16inputs & 14stn outputs | Ch1=1300nm single-mode, Ch2=1300nm single-mode, 16inputs & 14stn outputs | Ch1=1300nm single-mode, Ch2=1300nm single-mode, 16inputs & 14stn outputs | Ch1=1300nm single-mode, Ch2=1300nm single-mode, 16 inputs & 7stn+4hb outputs | Ch1=1300nm single-mode, Ch2=1300nm single-mode, 16inputs & 14stn outputs | Ch1=1300nm single-mode, Ch2=1300nm single-mode, 16inputs & 14stn outputs | Ch1=1300nm single-mode, Ch2=1300nm single-mode, 16inputs & 14stn outputs | Ch1=1300nm single-mode, Ch2=1300nm single-mode, 16 inputs & 7stn+4hb outputs | Ch1=1300nm single-mode, Ch2=1300nm single-mode, 16inputs & 14stn outputs | Ch1=1300nm single-mode, Ch2=1300nm single-mode, 16inputs & 14stn outputs | Ch1=1300nm single-mode, Ch2=1300nm single-mode, 16inputs & 14stn outputs | Ch1=1300nm single-mode, Ch2=1300nm single-mode, 16inputs & 14stn outputs | Ch1=1300nm single-mode, Ch2=1300nm single-mode, 16inputs & 14stn outputs | Ch1=1300nm single-mode, Ch2=1300nm single-mode, 16inputs & 14stn outputs | Ch1=1300nm single-mode, Ch2=1300nm single-mode, 16inputs & 14stn outputs | Ch1=1300nm single-mode, Ch2=1300nm single-mode, 16inputs & 14stn outputs | Ch1=1300nm single-mode, Ch2=1300nm single-mode, 16inputs & 14stn outputs | Ch1=1300nm single-mode, Ch2=1300nm single-mode, 16inputs & 14stn outputs | Ch1=1300nm single-mode, Ch2=1300nm single-mode, 16inputs & 14stn outputs | Ch1=1300nm single-mode, Ch2=1300nm single-mode, 16inputs & 14stn outputs
| 1300nm multi-mode / single channel | 1300nm multi-mode / single channel | 1300nm multi-mode / single channel | 1300nm multi-mode / single channel | 1300nm multi-mode / single channel | 1300nm multi-mode / single channel | 1300nm multi-mode / single channel | 1300nm multi-mode / single channel | 1300nm multi-mode / single channel | 1300nm multi-mode / single channel | 1300nm multi-mode / single channel | 1300nm multi-mode / single channel | 1300nm multi-mode / single channel | 1300nm multi-mode / single channel | 1300nm multi-mode / single channel | Ch1=1300nm multi-mode , Ch2=not fitted (2 Terminal only) | Ch1=1300nm multi-mode , Ch2=not fitted (2 Terminal only) | Ch1=1300nm multi-mode , Ch2=not fitted (2 Terminal only) | Ch1=1300nm multi-mode, Ch2=not fitted (2 Terminal only), 16inputs & 14stn outputs | Ch1=1300nm multi-mode, Ch2=not fitted (2 Terminal only), 16inputs & 14stn outputs | Ch1=1300nm multi-mode, Ch2=not fitted (2 Terminal only), 16inputs & 14stn outputs | Ch1=1300nm multi-mode, Ch2=not fitted (2 Terminal only), 16inputs & 14stn outputs | Ch1=1300nm multi-mode, Ch2=not fitted (2 Terminal only), 16 inputs & 7stn+4hb outputs | Ch1=1300nm multi-mode, Ch2=not fitted (2 Terminal only), 16inputs & 14stn outputs | Ch1=1300nm multi-mode, Ch2=not fitted (2 Terminal only), 16inputs & 14stn outputs | Ch1=1300nm multi-mode, Ch2=not fitted (2 Terminal only), 16inputs & 14stn outputs | Ch1=1300nm multi-mode, Ch2=not fitted (2 Terminal only), 16 inputs & 7stn+4hb outputs | Ch1=1300nm multi-mode, Ch2=not fitted (2 Terminal only), 16inputs & 14stn outputs | Ch1=1300nm multi-mode, Ch2=not fitted (2 Terminal only), 16inputs & 14stn outputs | Ch1=1300nm multi-mode, Ch2=not fitted (2 Terminal only), 16inputs & 14stn outputs | Ch1=1300nm multi-mode, Ch2=not fitted (2 Terminal only), 16inputs & 14stn outputs | Ch1=1300nm multi-mode, Ch2=not fitted (2 Terminal only), 16inputs & 14stn outputs | Ch1=1300nm multi-mode, Ch2=not fitted (2 Terminal only), 16inputs & 14stn outputs | Ch1=1300nm multi-mode, Ch2=not fitted (2 Terminal only), 16inputs & 14stn outputs | Ch1=1300nm multi-mode, Ch2=not fitted (2 Terminal only), 16inputs & 14stn outputs | Ch1=1300nm multi-mode, Ch2=not fitted (2 Terminal only), 16inputs & 14stn outputs | Ch1=1300nm multi-mode, Ch2=not fitted (2 Terminal only), 16inputs & 14stn outputs | Ch1=1300nm multi-mode, Ch2=not fitted (2 Terminal only), 16inputs & 14stn outputs | Ch1=1300nm multi-mode, Ch2=not fitted (2 Terminal only), 16inputs & 14stn outputs
| 1300nm multi-mode / dual channel | 1300nm multi-mode / dual channel | 1300nm multi-mode / dual channel | 1300nm multi-mode / dual channel | 1300nm multi-mode / dual channel | 1300nm multi-mode / dual channel | 1300nm multi-mode / dual channel | 1300nm multi-mode / dual channel | 1300nm multi-mode / dual channel | 1300nm multi-mode / dual channel | 1300nm multi-mode / dual channel | 1300nm multi-mode / dual channel | 1300nm multi-mode / dual channel | 1300nm multi-mode / dual channel | 1300nm multi-mode / dual channel | Ch1=1300nm multi-mode , Ch2=1300nm multi-mode | Ch1=1300nm multi-mode , Ch2=1300nm multi-mode | Ch1=1300nm multi-mode , Ch2=1300nm multi-mode | Ch1=1300nm multi-mode, Ch2=1300nm multi-mode, 16inputs & 14stn outputs | Ch1=1300nm multi-mode, Ch2=1300nm multi-mode, 16inputs & 14stn outputs | Ch1=1300nm multi-mode, Ch2=1300nm multi-mode, 16inputs & 14stn outputs | Ch1=1300nm multi-mode, Ch2=1300nm multi-mode, 16inputs & 14stn outputs | Ch1=1300nm multi-mode, Ch2=1300nm multi-mode, 16 inputs & 7stn+4hb outputs | Ch1=1300nm multi-mode, Ch2=1300nm multi-mode, 16inputs & 14stn outputs | Ch1=1300nm multi-mode, Ch2=1300nm multi-mode, 16inputs & 14stn outputs | Ch1=1300nm multi-mode, Ch2=1300nm multi-mode, 16inputs & 14stn outputs | Ch1=1300nm multi-mode, Ch2=1300nm multi-mode, 16 inputs & 7stn+4hb outputs | Ch1=1300nm multi-mode, Ch2=1300nm multi-mode, 16inputs & 14stn outputs | Ch1=1300nm multi-mode, Ch2=1300nm multi-mode, 16inputs & 14stn outputs | Ch1=1300nm multi-mode, Ch2=1300nm multi-mode, 16inputs & 14stn outputs | Ch1=1300nm multi-mode, Ch2=1300nm multi-mode, 16inputs & 14stn outputs | Ch1=1300nm multi-mode, Ch2=1300nm multi-mode, 16inputs & 14stn outputs | Ch1=1300nm multi-mode, Ch2=1300nm multi-mode, 16inputs & 14stn outputs | Ch1=1300nm multi-mode, Ch2=1300nm multi-mode, 16inputs & 14stn outputs | Ch1=1300nm multi-mode, Ch2=1300nm multi-mode, 16inputs & 14stn outputs | Ch1=1300nm multi-mode, Ch2=1300nm multi-mode, 16inputs & 14stn outputs | Ch1=1300nm multi-mode, Ch2=1300nm multi-mode, 16inputs & 14stn outputs | Ch1=1300nm multi-mode, Ch2=1300nm multi-mode, 16inputs & 14stn outputs | Ch1=1300nm multi-mode, Ch2=1300nm multi-mode, 16inputs & 14stn outputs
| 1550nm single-mode / single channel | 1550nm single-mode / single channel | 1550nm single-mode / single channel | 1550nm single-mode / single channel | 1550nm single-mode / single channel | 1550nm single-mode / single channel | 1550nm single-mode / single channel | 1550nm single-mode / single channel | 1550nm single-mode / single channel | 1550nm single-mode / single channel | 1550nm single-mode / single channel | 1550nm single-mode / single channel | 1550nm single-mode / single channel | 1550nm single-mode / single channel | 1550nm single-mode / single channel | Ch1=1550nm single-mode , Ch2=not fitted (2 Terminal only) | Ch1=1550nm single-mode , Ch2=not fitted (2 Terminal only) | Ch1=1550nm single-mode , Ch2=not fitted (2 Terminal only) | Ch1=1550nm single-mode, Ch2=not fitted (2 Terminal only), 16inputs & 14stn outputs | Ch1=1550nm single-mode, Ch2=not fitted (2 Terminal only), 16inputs & 14stn outputs | Ch1=1550nm single-mode, Ch2=not fitted (2 Terminal only), 16inputs & 14stn outputs | Ch1=1550nm single-mode, Ch2=not fitted (2 Terminal only), 16inputs & 14stn outputs | Ch1=1550nm single-mode, Ch2=not fitted (2 Terminal only), 16 inputs & 7stn+4hb outputs | Ch1=1550nm single-mode, Ch2=not fitted (2 Terminal only), 16inputs & 14stn outputs | Ch1=1550nm single-mode, Ch2=not fitted (2 Terminal only), 16inputs & 14stn outputs | Ch1=1550nm single-mode, Ch2=not fitted (2 Terminal only), 16inputs & 14stn outputs | Ch1=1550nm single-mode, Ch2=not fitted (2 Terminal only), 16 inputs & 7stn+4hb outputs | Ch1=1550nm single-mode, Ch2=not fitted (2 Terminal only), 16inputs & 14stn outputs | Ch1=1550nm single-mode, Ch2=not fitted (2 Terminal only), 16inputs & 14stn outputs | Ch1=1550nm single-mode, Ch2=not fitted (2 Terminal only), 16inputs & 14stn outputs | Ch1=1550nm single-mode, Ch2=not fitted (2 Terminal only), 16inputs & 14stn outputs | Ch1=1550nm single-mode, Ch2=not fitted (2 Terminal only), 16inputs & 14stn outputs | Ch1=1550nm single-mode, Ch2=not fitted (2 Terminal only), 16inputs & 14stn outputs | Ch1=1550nm single-mode, Ch2=not fitted (2 Terminal only), 16inputs & 14stn outputs | Ch1=1550nm single-mode, Ch2=not fitted (2 Terminal only), 16inputs & 14stn outputs | Ch1=1550nm single-mode, Ch2=not fitted (2 Terminal only), 16inputs & 14stn outputs | Ch1=1550nm single-mode, Ch2=not fitted (2 Terminal only), 16inputs & 14stn outputs | Ch1=1550nm single-mode, Ch2=not fitted (2 Terminal only), 16inputs & 14stn outputs | Ch1=1550nm single-mode, Ch2=not fitted (2 Terminal only), 16inputs & 14stn outputs
| 1550nm single-mode / dual channel | 1550nm single-mode / dual channel | 1550nm single-mode / dual channel | 1550nm single-mode / dual channel | 1550nm single-mode / dual channel | 1550nm single-mode / dual channel | 1550nm single-mode / dual channel | 1550nm single-mode / dual channel | 1550nm single-mode / dual channel | 1550nm single-mode / dual channel | 1550nm single-mode / dual channel | 1550nm single-mode / dual channel | 1550nm single-mode / dual channel | 1550nm single-mode / dual channel | 1550nm single-mode / dual channel | Ch1=1550nm single-mode , Ch2=1550nm single-mode | Ch1=1550nm single-mode , Ch2=1550nm single-mode | Ch1=1550nm single-mode , Ch2=1550nm single-mode | Ch1=1550nm single-mode, Ch2=1550nm single-mode, 16inputs & 14stn outputs | Ch1=1550nm single-mode, Ch2=1550nm single-mode, 16inputs & 14stn outputs | Ch1=1550nm single-mode, Ch2=1550nm single-mode, 16inputs & 14stn outputs | Ch1=1550nm single-mode, Ch2=1550nm single-mode, 16inputs & 14stn outputs | Ch1=1550nm single-mode, Ch2=1550nm single-mode, 16 inputs & 7stn+4hb outputs | Ch1=1550nm single-mode, Ch2=1550nm single-mode, 16inputs & 14stn outputs | Ch1=1550nm single-mode, Ch2=1550nm single-mode, 16inputs & 14stn outputs | Ch1=1550nm single-mode, Ch2=1550nm single-mode, 16inputs & 14stn outputs | Ch1=1550nm single-mode, Ch2=1550nm single-mode, 16 inputs & 7stn+4hb outputs | Ch1=1550nm single-mode, Ch2=1550nm single-mode, 16inputs & 14stn outputs | Ch1=1550nm single-mode, Ch2=1550nm single-mode, 16inputs & 14stn outputs | Ch1=1550nm single-mode, Ch2=1550nm single-mode, 16inputs & 14stn outputs | Ch1=1550nm single-mode, Ch2=1550nm single-mode, 16inputs & 14stn outputs | Ch1=1550nm single-mode, Ch2=1550nm single-mode, 16inputs & 14stn outputs | Ch1=1550nm single-mode, Ch2=1550nm single-mode, 16inputs & 14stn outputs | Ch1=1550nm single-mode, Ch2=1550nm single-mode, 16inputs & 14stn outputs | Ch1=1550nm single-mode, Ch2=1550nm single-mode, 16inputs & 14stn outputs | Ch1=1550nm single-mode, Ch2=1550nm single-mode, 16inputs & 14stn outputs | Ch1=1550nm single-mode, Ch2=1550nm single-mode, 16inputs & 14stn outputs | Ch1=1550nm single-mode, Ch2=1550nm single-mode, 16inputs & 14stn outputs | Ch1=1550nm single-mode, Ch2=1550nm single-mode, 16inputs & 14stn outputs
[13 empty] | Ch 1 850nm multi-mode + Ch 2 1300nm single-mode | Ch 1 850nm multi-mode + Ch 2 1300nm single-mode | Ch 1 850nm multi-mode + Ch 2 1300nm single-mode | Ch1=850nm multi-mode , Ch2=1300nm single-mode | Ch1=850nm multi-mode , Ch2=1300nm single-mode | Ch1=850nm multi-mode , Ch2=1300nm single-mode | Ch1=850nm multi-mode, Ch2=1300nm single-mode, 16inputs & 14stn outputs | Ch1=850nm multi-mode, Ch2=1300nm single-mode, 16inputs & 14stn outputs | Ch1=850nm multi-mode, Ch2=1300nm single-mode, 16inputs & 14stn outputs | Ch1=850nm multi-mode, Ch2=1300nm single-mode, 16inputs & 14stn outputs | Ch1=850nm multi-mode, Ch2=1300nm single-mode, 16 inputs & 7stn+4hb outputs | Ch1=850nm multi-mode, Ch2=1300nm single-mode, 16inputs & 14stn outputs | Ch1=850nm multi-mode, Ch2=1300nm single-mode, 16inputs & 14stn outputs | Ch1=850nm multi-mode, Ch2=1300nm single-mode, 16inputs & 14stn outputs | Ch1=850nm multi-mode, Ch2=1300nm single-mode, 16 inputs & 7stn+4hb outputs | Ch1=850nm multi-mode, Ch2=1300nm single-mode, 16inputs & 14stn outputs | Ch1=850nm multi-mode, Ch2=1300nm single-mode, 16inputs & 14stn outputs | Ch1=850nm multi-mode, Ch2=1300nm single-mode, 16inputs & 14stn outputs | Ch1=850nm multi-mode, Ch2=1300nm single-mode, 16inputs & 14stn outputs | Ch1=850nm multi-mode, Ch2=1300nm single-mode, 16inputs & 14stn outputs | Ch1=850nm multi-mode, Ch2=1300nm single-mode, 16inputs & 14stn outputs | Ch1=850nm multi-mode, Ch2=1300nm single-mode, 16inputs & 14stn outputs | Ch1=850nm multi-mode, Ch2=1300nm single-mode, 16inputs & 14stn outputs | Ch1=850nm multi-mode, Ch2=1300nm single-mode, 16inputs & 14stn outputs | Ch1=850nm multi-mode, Ch2=1300nm single-mode, 16inputs & 14stn outputs | Ch1=850nm multi-mode, Ch2=1300nm single-mode, 16inputs & 14stn outputs | Ch1=850nm multi-mode, Ch2=1300nm single-mode, 16inputs & 14stn outputs
[13 empty] | Ch 1 850nm multi-mode + Ch 2 1300nm multi-mode | Ch 1 850nm multi-mode + Ch 2 1300nm multi-mode | Ch 1 850nm multi-mode + Ch 2 1300nm multi-mode | Ch1=850nm multi-mode , Ch2=1300nm multi-mode | Ch1=850nm multi-mode , Ch2=1300nm multi-mode | Ch1=850nm multi-mode , Ch2=1300nm multi-mode | Ch1=850nm multi-mode, Ch2=1300nm multi-mode, 16inputs & 14stn outputs | Ch1=850nm multi-mode, Ch2=1300nm multi-mode, 16inputs & 14stn outputs | Ch1=850nm multi-mode, Ch2=1300nm multi-mode, 16inputs & 14stn outputs | Ch1=850nm multi-mode, Ch2=1300nm multi-mode, 16inputs & 14stn outputs | Ch1=850nm multi-mode, Ch2=1300nm multi-mode, 16 inputs & 7stn+4hb outputs | Ch1=850nm multi-mode, Ch2=1300nm multi-mode, 16inputs & 14stn outputs | Ch1=850nm multi-mode, Ch2=1300nm multi-mode, 16inputs & 14stn outputs | Ch1=850nm multi-mode, Ch2=1300nm multi-mode, 16inputs & 14stn outputs | Ch1=850nm multi-mode, Ch2=1300nm multi-mode, 16 inputs & 7stn+4hb outputs | Ch1=850nm multi-mode, Ch2=1300nm multi-mode, 16inputs & 14stn outputs | Ch1=850nm multi-mode, Ch2=1300nm multi-mode, 16inputs & 14stn outputs | Ch1=850nm multi-mode, Ch2=1300nm multi-mode, 16inputs & 14stn outputs | Ch1=850nm multi-mode, Ch2=1300nm multi-mode, 16inputs & 14stn outputs | Ch1=850nm multi-mode, Ch2=1300nm multi-mode, 16inputs & 14stn outputs | Ch1=850nm multi-mode, Ch2=1300nm multi-mode, 16inputs & 14stn outputs | Ch1=850nm multi-mode, Ch2=1300nm multi-mode, 16inputs & 14stn outputs | Ch1=850nm multi-mode, Ch2=1300nm multi-mode, 16inputs & 14stn outputs | Ch1=850nm multi-mode, Ch2=1300nm multi-mode, 16inputs & 14stn outputs | Ch1=850nm multi-mode, Ch2=1300nm multi-mode, 16inputs & 14stn outputs | Ch1=850nm multi-mode, Ch2=1300nm multi-mode, 16inputs & 14stn outputs | Ch1=850nm multi-mode, Ch2=1300nm multi-mode, 16inputs & 14stn outputs
[13 empty] | Ch 1 850nm multi-mode + Ch 2 1550nm single-mode | Ch 1 850nm multi-mode + Ch 2 1550nm single-mode | Ch 1 850nm multi-mode + Ch 2 1550nm single-mode | Ch1=850nm multi-mode , Ch2=1550nm single-mode | Ch1=850nm multi-mode , Ch2=1550nm single-mode | Ch1=850nm multi-mode , Ch2=1550nm single-mode | Ch1=850nm multi-mode, Ch2=1550nm single-mode, 16inputs & 14stn outputs | Ch1=850nm multi-mode, Ch2=1550nm single-mode, 16inputs & 14stn outputs | Ch1=850nm multi-mode, Ch2=1550nm single-mode, 16inputs & 14stn outputs | Ch1=850nm multi-mode, Ch2=1550nm single-mode, 16inputs & 14stn outputs | Ch1=850nm multi-mode, Ch2=1550nm single-mode, 16 inputs & 7stn+4hb outputs | Ch1=850nm multi-mode, Ch2=1550nm single-mode, 16inputs & 14stn outputs | Ch1=850nm multi-mode, Ch2=1550nm single-mode, 16inputs & 14stn outputs | Ch1=850nm multi-mode, Ch2=1550nm single-mode, 16inputs & 14stn outputs | Ch1=850nm multi-mode, Ch2=1550nm single-mode, 16 inputs & 7stn+4hb outputs | Ch1=850nm multi-mode, Ch2=1550nm single-mode, 16inputs & 14stn outputs | Ch1=850nm multi-mode, Ch2=1550nm single-mode, 16inputs & 14stn outputs | Ch1=850nm multi-mode, Ch2=1550nm single-mode, 16inputs & 14stn outputs | Ch1=850nm multi-mode, Ch2=1550nm single-mode, 16inputs & 14stn outputs | Ch1=850nm multi-mode, Ch2=1550nm single-mode, 16inputs & 14stn outputs | Ch1=850nm multi-mode, Ch2=1550nm single-mode, 16inputs & 14stn outputs | Ch1=850nm multi-mode, Ch2=1550nm single-mode, 16inputs & 14stn outputs | Ch1=850nm multi-mode, Ch2=1550nm single-mode, 16inputs & 14stn outputs | Ch1=850nm multi-mode, Ch2=1550nm single-mode, 16inputs & 14stn outputs | Ch1=850nm multi-mode, Ch2=1550nm single-mode, 16inputs & 14stn outputs | Ch1=850nm multi-mode, Ch2=1550nm single-mode, 16inputs & 14stn outputs | Ch1=850nm multi-mode, Ch2=1550nm single-mode, 16inputs & 14stn outputs
[14 empty] | Ch 1 1300nm single-mode + Ch 2 850nm multi-mode | Ch 1 1300nm single-mode + Ch 2 850nm multi-mode | Ch1=1300nm single-mode , Ch2=850nm multi-mode | Ch1=1300nm single-mode , Ch2=850nm multi-mode | Ch1=1300nm single-mode , Ch2=850nm multi-mode | Ch1=1300nm single-mode, Ch2=850nm multi-mode, 16inputs & 14stn outputs | Ch1=1300nm single-mode, Ch2=850nm multi-mode, 16inputs & 14stn outputs | Ch1=1300nm single-mode, Ch2=850nm multi-mode, 16inputs & 14stn outputs | Ch1=1300nm single-mode, Ch2=850nm multi-mode, 16inputs & 14stn outputs | Ch1=1300nm single-mode, Ch2=850nm multi-mode, 16 inputs & 7stn+4hb outputs | Ch1=1300nm single-mode, Ch2=850nm multi-mode, 16inputs & 14stn outputs | Ch1=1300nm single-mode, Ch2=850nm multi-mode, 16inputs & 14stn outputs | Ch1=1300nm single-mode, Ch2=850nm multi-mode, 16inputs & 14stn outputs | Ch1=1300nm single-mode, Ch2=850nm multi-mode, 16 inputs & 7stn+4hb outputs | Ch1=1300nm single-mode, Ch2=850nm multi-mode, 16inputs & 14stn outputs | Ch1=1300nm single-mode, Ch2=850nm multi-mode, 16inputs & 14stn outputs | Ch1=1300nm single-mode, Ch2=850nm multi-mode, 16inputs & 14stn outputs | Ch1=1300nm single-mode, Ch2=850nm multi-mode, 16inputs & 14stn outputs | Ch1=1300nm single-mode, Ch2=850nm multi-mode, 16inputs & 14stn outputs | Ch1=1300nm single-mode, Ch2=850nm multi-mode, 16inputs & 14stn outputs | Ch1=1300nm single-mode, Ch2=850nm multi-mode, 16inputs & 14stn outputs | Ch1=1300nm single-mode, Ch2=850nm multi-mode, 16inputs & 14stn outputs | Ch1=1300nm single-mode, Ch2=850nm multi-mode, 16inputs & 14stn outputs | Ch1=1300nm single-mode, Ch2=850nm multi-mode, 16inputs & 14stn outputs | Ch1=1300nm single-mode, Ch2=850nm multi-mode, 16inputs & 14stn outputs | Ch1=1300nm single-mode, Ch2=850nm multi-mode, 16inputs & 14stn outputs
[14 empty] | Ch 1 1300nm multi-mode + Ch 2 850nm multi-mode | Ch 1 1300nm multi-mode + Ch 2 850nm multi-mode | Ch1=1300nm single-mode , Ch2=850nm multi-mode | Ch1=1300nm multi-mode , Ch2=850nm multi-mode | Ch1=1300nm multi-mode , Ch2=850nm multi-mode | Ch1=1300nm multi-mode, Ch2=850nm multi-mode, 16inputs & 14stn outputs | Ch1=1300nm multi-mode, Ch2=850nm multi-mode, 16inputs & 14stn outputs | Ch1=1300nm multi-mode, Ch2=850nm multi-mode, 16inputs & 14stn outputs | Ch1=1300nm multi-mode, Ch2=850nm multi-mode, 16inputs & 14stn outputs | Ch1=1300nm multi-mode, Ch2=850nm multi-mode, 16 inputs & 7stn+4hb outputs | Ch1=1300nm multi-mode, Ch2=850nm multi-mode, 16inputs & 14stn outputs | Ch1=1300nm multi-mode, Ch2=850nm multi-mode, 16inputs & 14stn outputs | Ch1=1300nm multi-mode, Ch2=850nm multi-mode, 16inputs & 14stn outputs | Ch1=1300nm multi-mode, Ch2=850nm multi-mode, 16 inputs & 7stn+4hb outputs | Ch1=1300nm multi-mode, Ch2=850nm multi-mode, 16inputs & 14stn outputs | Ch1=1300nm multi-mode, Ch2=850nm multi-mode, 16inputs & 14stn outputs | Ch1=1300nm multi-mode, Ch2=850nm multi-mode, 16inputs & 14stn outputs | Ch1=1300nm multi-mode, Ch2=850nm multi-mode, 16inputs & 14stn outputs | Ch1=1300nm multi-mode, Ch2=850nm multi-mode, 16inputs & 14stn outputs | Ch1=1300nm multi-mode, Ch2=850nm multi-mode, 16inputs & 14stn outputs | Ch1=1300nm multi-mode, Ch2=850nm multi-mode, 16inputs & 14stn outputs | Ch1=1300nm multi-mode, Ch2=850nm multi-mode, 16inputs & 14stn outputs | Ch1=1300nm multi-mode, Ch2=850nm multi-mode, 16inputs & 14stn outputs | Ch1=1300nm multi-mode, Ch2=850nm multi-mode, 16inputs & 14stn outputs | Ch1=1300nm multi-mode, Ch2=850nm multi-mode, 16inputs & 14stn outputs | Ch1=1300nm multi-mode, Ch2=850nm multi-mode, 16inputs & 14stn outputs
[14 empty] | Ch 1 1550nm single-mode + Ch 2 850nm multi-mode | Ch 1 1550nm single-mode + Ch 2 850nm multi-mode | Ch1=1550nm single-mode , Ch2=850nm multi-mode | Ch1=1550nm single-mode , Ch2=850nm multi-mode | Ch1=1550nm single-mode , Ch2=850nm multi-mode | Ch1=1550nm single-mode, Ch2=850nm multi-mode, 16inputs & 14stn outputs | Ch1=1550nm single-mode, Ch2=850nm multi-mode, 16inputs & 14stn outputs | Ch1=1550nm single-mode, Ch2=850nm multi-mode, 16inputs & 14stn outputs | Ch1=1550nm single-mode, Ch2=850nm multi-mode, 16inputs & 14stn outputs | Ch1=1550nm single-mode, Ch2=850nm multi-mode, 16 inputs & 7stn+4hb outputs | Ch1=1550nm single-mode, Ch2=850nm multi-mode, 16inputs & 14stn outputs | Ch1=1550nm single-mode, Ch2=850nm multi-mode, 16inputs & 14stn outputs | Ch1=1550nm single-mode, Ch2=850nm multi-mode, 16inputs & 14stn outputs | Ch1=1550nm single-mode, Ch2=850nm multi-mode, 16 inputs & 7stn+4hb outputs | Ch1=1550nm single-mode, Ch2=850nm multi-mode, 16inputs & 14stn outputs | Ch1=1550nm single-mode, Ch2=850nm multi-mode, 16inputs & 14stn outputs | Ch1=1550nm single-mode, Ch2=850nm multi-mode, 16inputs & 14stn outputs | Ch1=1550nm single-mode, Ch2=850nm multi-mode, 16inputs & 14stn outputs | Ch1=1550nm single-mode, Ch2=850nm multi-mode, 16inputs & 14stn outputs | Ch1=1550nm single-mode, Ch2=850nm multi-mode, 16inputs & 14stn outputs | Ch1=1550nm single-mode, Ch2=850nm multi-mode, 16inputs & 14stn outputs | Ch1=1550nm single-mode, Ch2=850nm multi-mode, 16inputs & 14stn outputs | Ch1=1550nm single-mode, Ch2=850nm multi-mode, 16inputs & 14stn outputs | Ch1=1550nm single-mode, Ch2=850nm multi-mode, 16inputs & 14stn outputs | Ch1=1550nm single-mode, Ch2=850nm multi-mode, 16inputs & 14stn outputs | Ch1=1550nm single-mode, Ch2=850nm multi-mode, 16inputs & 14stn outputs
| A | A | A | A | A | A | A | A | A | A | A | A | A | A | A | A | A | A | A | A | A | A | S | A | A | A | S | A | A | A | A | A | A | A | A | A | A | A | A
| B | B | B | B | B | B | B | B | B | B | B | B | B | B | B | B | B | B | B | B | B | B | T | B | B | B | T | B | B | B | B | B | B | B | B | B | B | B | B
| C | C | C | C | C | C | C | C | C | C | C | C | C | C | C | C | C | C | C | C | C | C | U | C | C | C | U | C | C | C | C | C | C | C | C | C | C | C | C
| D | D | D | D | D | D | D | D | D | D | D | D | D | D | D | D | D | D | D | D | D | D | V | D | D | D | V | D | D | D | D | D | D | D | D | D | D | D | D
| E | E | E | E | E | E | E | E | E | E | E | E | E | E | E | E | E | E | E | E | E | E | W | E | E | E | W | E | E | E | E | E | E | E | E | E | E | E | E
| F | F | F | F | F | F | F | F | F | F | F | F | F | F | F | F | F | F | F | F | F | F | X | F | F | F | X | F | F | F | F | F | F | F | F | F | F | F | F
| G | G | G | G | G | G | G | G | G | G | G | G | G | G | G | G | G | G | G | G | G | G | Z | G | G | G | Z | G | G | G | G | G | G | G | G | G | G | G | G
| G | G | G | G | G | G | G | G | G | G | G | G | H | H | H | H | H | H | H | H | H | H | 0 | H | H | H | 0 | H | H | H | H | H | H | H | H | H | H | H | H
| G | G | G | G | G | G | G | G | G | G | G | G | J | J | J | J | J | J | J | J | J | J | 1 | J | J | J | 1 | J | J | J | J | J | J | J | J | J | J | J | J
| G | G | G | G | G | G | G | G | G | G | G | G | K | K | K | K | K | K | K | K | K | K | 2 | K | K | K | 2 | K | K | K | K | K | K | K | K | K | K | K | K
| G | G | G | G | G | G | G | G | G | G | G | G | K | L | L | L | L | L | L | L | L | L | 3 | L | L | L | 3 | L | L | L | L | L | L | L | L | L | L | L | L
| G | G | G | G | G | G | G | G | G | G | G | G | K | M | M | M | M | M | M | M | M | M | 4 | M | M | M | 4 | M | M | M | M | M | M | M | M | M | M | M | M
| G | G | G | G | G | G | G | G | G | G | G | G | K | R | R | R | R | R | R | R | R | R | 5 | R | R | R | 5 | R | R | R | R | R | R | R | R | R | R | R | R
Language Option | Multilingual - English, FRENCH, German, Spanish | Multilingual - English, FRENCH, German, Spanish | Multilingual - English, FRENCH, German, Spanish | Multilingual - English, FRENCH, German, Spanish | Multilingual - English, FRENCH, German, Spanish | Multilingual - English, FRENCH, German, Spanish | Multilingual - English, FRENCH, German, Spanish | Multilingual - English, FRENCH, German, Spanish | Multilingual - English, FRENCH, German, Spanish | Multilingual - English, FRENCH, German, Spanish | Multilingual - English, FRENCH, German, Spanish | Multilingual - English, FRENCH, German, Spanish | Multilingual - English, FRENCH, German, Spanish | Multilingual - English, FRENCH, German, Spanish | Multilingual - English, FRENCH, German, Spanish | Multilingual - English, FRENCH, German, Spanish | Multilingual - English, FRENCH, German, Spanish | Multilingual - English, French, German, Spanish | Multilingual - English, French, German, Spanish | Multilingual - English, French, German, Spanish | Multilingual - English, French, German, Spanish | Multilingual - English, French, German, Spanish | Multilingual - English, French, German, Spanish | Multilingual - English, French, German, Spanish | Multilingual - English, French, German, Spanish | Multilingual - English, French, German, Spanish | Multilingual - English, French, German, Spanish | Multilingual - English, French, German, Spanish | Multilingual - English, French, German, Spanish | Multilingual - English, French, German, Spanish | Multilingual - English, French, German, Spanish | Multilingual - English, French, German, Spanish | Multilingual - English, French, German, Spanish | Multilingual - English, French, German, Spanish | Multilingual - English, French, German, Spanish | Multilingual - English, French, German, Spanish | Multilingual - English, French, German, Spanish | Multilingual - English, French, German, Spanish | Multilingual - English, French, German, Spanish
| Multilingual - ENGLISH, French, German, Spanish | Multilingual - ENGLISH, French, German, Spanish | Multilingual - ENGLISH, French, German, Spanish | Multilingual - ENGLISH, French, German, Spanish | Multilingual - ENGLISH, French, German, Spanish | Multilingual - ENGLISH, French, German, Spanish | Multilingual - ENGLISH, French, German, Spanish | Multilingual - ENGLISH, French, German, Spanish | Multilingual - ENGLISH, French, German, Spanish | Multilingual - ENGLISH, French, German, Spanish | Multilingual - ENGLISH, French, German, Spanish | Multilingual - ENGLISH, French, German, Spanish | Multilingual - ENGLISH, French, German, Spanish | Multilingual - ENGLISH, French, German, Spanish | Multilingual - ENGLISH, French, German, Spanish | Multilingual - ENGLISH, French, German, Spanish | Multilingual - ENGLISH, French, German, Spanish | Multilingual - English, French, German, Russian | Multilingual - English, French, German, Russian | Multilingual - English, French, German, Russian | Multilingual - English, French, German, Russian | Multilingual - English, French, German, Russian | Multilingual - English, French, German, Russian | Multilingual - English, French, German, Russian | Multilingual - English, French, German, Russian | Multilingual - English, French, German, Russian | Multilingual - English, French, German, Russian | Multilingual - English, French, German, Russian | Multilingual - English, French, German, Russian | Multilingual - English, French, German, Russian | Multilingual - English, French, German, Russian | Multilingual - English, French, German, Russian | Multilingual - English, French, German, Russian | Multilingual - English, French, German, Russian | Multilingual - English, French, German, Russian | Multilingual - English, French, German, Russian | Multilingual - English, French, German, Russian | Multilingual - English, French, German, Russian | Multilingual - English, French, German, Russian
| Multilingual - English, French, GERMAN, Spanish | Multilingual - English, French, GERMAN, Spanish | Multilingual - English, French, GERMAN, Spanish | Multilingual - English, French, GERMAN, Spanish | Multilingual - English, French, GERMAN, Spanish | Multilingual - English, French, GERMAN, Spanish | Multilingual - English, French, GERMAN, Spanish | Multilingual - English, French, GERMAN, Spanish | Multilingual - English, French, GERMAN, Spanish | Multilingual - English, French, GERMAN, Spanish | Multilingual - English, French, GERMAN, Spanish | Multilingual - English, French, GERMAN, Spanish | Multilingual - English, French, GERMAN, Spanish | Multilingual - English, French, GERMAN, Spanish | Multilingual - English, French, GERMAN, Spanish | Multilingual - English, French, GERMAN, Spanish | Multilingual - English, French, GERMAN, Spanish | Chinese, English or French via HMI, with English or French only via Communications port | Chinese, English or French via HMI, with English or French only via Communications port | Chinese, English or French via HMI, with English or French only via Communications port | Chinese, English or French via HMI, with English or French only via Communications port | Chinese, English or French via HMI, with English or French only via Communications port | Chinese, English or French via HMI, with English or French only via Communications port | Chinese, English or French via HMI, with English or French only via Communications port | Chinese, English or French via HMI, with English or French only via Communications port | English, Italian, Polish and Portuguese | Chinese, English or French via HMI, with English or French only via Communications port | Chinese, English or French via HMI, with English or French only via Communications port | Chinese, English or French via HMI, with English or French only via Communications port- Withdrawn | English, Italian, Polish and Portuguese | Chinese, English or French via HMI, with English or French only via Communications port- Withdrawn | English, Italian, Polish and Portuguese | English, Italian, Polish and Portuguese | English, Italian, Polish and Portuguese | English, Italian, Polish and Portuguese | English, Italian, Polish and Portuguese | English, Italian, Polish and Portuguese | English, Italian, Polish and Portuguese | English, Italian, Polish and Portuguese
| Multilingual - English, French, German, SPANISH | Multilingual - English, French, German, SPANISH | Multilingual - English, French, German, SPANISH | Multilingual - English, French, German, SPANISH | Multilingual - English, French, German, SPANISH | Multilingual - English, French, German, SPANISH | Multilingual - English, French, German, SPANISH | Multilingual - English, French, German, SPANISH | Multilingual - English, French, German, SPANISH | Multilingual - English, French, German, SPANISH | Multilingual - English, French, German, SPANISH | Multilingual - English, French, German, SPANISH | Multilingual - English, French, German, SPANISH | Multilingual - English, French, German, SPANISH | Multilingual - English, French, German, SPANISH | Multilingual - English, French, German, SPANISH | Multilingual - English, French, German, SPANISH | [8 empty] | Chinese, English or French via HMI, with English or French only via Communications port |  |  |  | Chinese, English or French via HMI, with English or French only via Communications port- Withdrawn |  | Chinese, English or French via HMI, with English or French only via Communications port- Withdrawn | Chinese, English or French via HMI, with English or French only via Communications port- Withdrawn | Chinese, English or French via HMI, with English or French only via Communications port- Withdrawn | Chinese, English or French via HMI, with English or French only via Communications port- Withdrawn | Chinese, English or French via HMI, with English or French only via Communications port- Withdrawn | Chinese, English or French via HMI, with English or French only via Communications port- Withdrawn | Chinese, English or French via HMI, with English or French only via Communications port- Withdrawn | Chinese, English or French via HMI, with English or French only via Communications port- Withdrawn
| Multilingual - English, French, German, ITALIAN - NOT YET AVAILABLE | Multilingual - English, French, German, ITALIAN - NOT YET AVAILABLE | Multilingual - English, French, German, ITALIAN - NOT YET AVAILABLE | Multilingual - English, French, German, ITALIAN - NOT YET AVAILABLE | Multilingual - English, French, German, ITALIAN - NOT YET AVAILABLE | Multilingual - English, French, German, ITALIAN - NOT YET AVAILABLE | Multilingual - English, French, German, ITALIAN - NOT YET AVAILABLE | Multilingual - English, French, German, ITALIAN - NOT YET AVAILABLE | Multilingual - English, French, German, ITALIAN - NOT YET AVAILABLE | Multilingual - English, French, German, ITALIAN - NOT YET AVAILABLE | Multilingual - English, French, German, ITALIAN - NOT YET AVAILABLE | Multilingual - English, French, German, ITALIAN - NOT YET AVAILABLE | Multilingual - English, French, German, ITALIAN - NOT YET AVAILABLE | Multilingual - English, French, German, ITALIAN - NOT YET AVAILABLE | Multilingual - English, French, German, ITALIAN - NOT YET AVAILABLE | Multilingual - English, French, German, ITALIAN - NOT YET AVAILABLE | Multilingual - English, French, German, ITALIAN : Not yet available
| Multilingual - English, French, German, RUSSIAN - NOT YET AVAILABLE | Multilingual - English, French, German, RUSSIAN - NOT YET AVAILABLE | Multilingual - English, French, German, RUSSIAN - NOT YET AVAILABLE | Multilingual - English, French, German, RUSSIAN - NOT YET AVAILABLE | Multilingual - English, French, German, RUSSIAN - NOT YET AVAILABLE | Multilingual - English, French, German, RUSSIAN - NOT YET AVAILABLE | Multilingual - English, French, German, RUSSIAN - NOT YET AVAILABLE | Multilingual - English, French, German, RUSSIAN | Multilingual - English, French, German, RUSSIAN - NOT YET AVAILABLE | Multilingual - English, French, German, RUSSIAN | Multilingual - English, French, German, RUSSIAN | Multilingual - English, French, German, RUSSIAN | Multilingual - English, French, German, RUSSIAN | Multilingual - English, French, German, RUSSIAN | Multilingual - English, French, German, RUSSIAN | Multilingual - English, French, German, RUSSIAN | Multilingual - English, French, German, RUSSIAN
| Multilingual - English, French, German, POLISH - NOT YET AVAILABLE | Multilingual - English, French, German, POLISH - NOT YET AVAILABLE | Multilingual - English, French, German, POLISH - NOT YET AVAILABLE | Multilingual - English, French, German, POLISH - NOT YET AVAILABLE | Multilingual - English, French, German, POLISH - NOT YET AVAILABLE | Multilingual - English, French, German, POLISH - NOT YET AVAILABLE | Multilingual - English, French, German, POLISH - NOT YET AVAILABLE | Multilingual - English, French, German, POLISH - NOT YET AVAILABLE | Multilingual - English, French, German, POLISH - NOT YET AVAILABLE | Multilingual - English, French, German, POLISH - NOT YET AVAILABLE | Multilingual - English, French, German, POLISH - NOT YET AVAILABLE | Multilingual - English, French, German, POLISH - NOT YET AVAILABLE | Multilingual - English, French, German, POLISH - NOT YET AVAILABLE | Multilingual - English, French, German, POLISH - NOT YET AVAILABLE | Multilingual - English, French, German, POLISH - NOT YET AVAILABLE | Multilingual - English, French, German, POLISH - NOT YET AVAILABLE | Multilingual - English, French, German, POLISH : Not yet available
| Multilingual - English, French, German, PORTUGUESE - NOT YET AVAILABLE | Multilingual - English, French, German, PORTUGUESE - NOT YET AVAILABLE | Multilingual - English, French, German, PORTUGUESE - NOT YET AVAILABLE | Multilingual - English, French, German, PORTUGUESE - NOT YET AVAILABLE | Multilingual - English, French, German, PORTUGUESE - NOT YET AVAILABLE | Multilingual - English, French, German, PORTUGUESE - NOT YET AVAILABLE | Multilingual - English, French, German, PORTUGUESE - NOT YET AVAILABLE | Multilingual - English, French, German, PORTUGUESE - NOT YET AVAILABLE | Multilingual - English, French, German, PORTUGUESE - NOT YET AVAILABLE | Multilingual - English, French, German, PORTUGUESE - NOT YET AVAILABLE | Multilingual - English, French, German, PORTUGUESE - NOT YET AVAILABLE | Multilingual - English, French, German, PORTUGUESE - NOT YET AVAILABLE | Multilingual - English, French, German, PORTUGUESE - NOT YET AVAILABLE | Multilingual - English, French, German, PORTUGUESE - NOT YET AVAILABLE | Multilingual - English, French, German, PORTUGUESE - NOT YET AVAILABLE | Multilingual - English, French, German, PORTUGUESE - NOT YET AVAILABLE | Multilingual - English, French, German, PORTUGUESE : Not yet available
| Multilingual - English, French, German, DUTCH - NOT YET AVAILABLE | Multilingual - English, French, German, DUTCH - NOT YET AVAILABLE | Multilingual - English, French, German, DUTCH - NOT YET AVAILABLE | Multilingual - English, French, German, DUTCH - NOT YET AVAILABLE | Multilingual - English, French, German, DUTCH - NOT YET AVAILABLE | Multilingual - English, French, German, DUTCH - NOT YET AVAILABLE | Multilingual - English, French, German, DUTCH - NOT YET AVAILABLE | Multilingual - English, French, German, DUTCH - NOT YET AVAILABLE | Multilingual - English, French, German, DUTCH - NOT YET AVAILABLE | Multilingual - English, French, German, DUTCH - NOT YET AVAILABLE | Multilingual - English, French, German, DUTCH - NOT YET AVAILABLE | Multilingual - English, French, German, DUTCH - NOT YET AVAILABLE | Multilingual - English, French, German, DUTCH - NOT YET AVAILABLE | Multilingual - English, French, German, DUTCH - NOT YET AVAILABLE | Multilingual - English, French, German, DUTCH - NOT YET AVAILABLE | Multilingual - English, French, German, DUTCH - NOT YET AVAILABLE | Multilingual - English, French, German, DUTCH : Not yet available
| Multilingual - English, French, German, CZECH - NOT YET AVAILABLE | Multilingual - English, French, German, CZECH - NOT YET AVAILABLE | Multilingual - English, French, German, CZECH - NOT YET AVAILABLE | Multilingual - English, French, German, CZECH - NOT YET AVAILABLE | Multilingual - English, French, German, CZECH - NOT YET AVAILABLE | Multilingual - English, French, German, CZECH - NOT YET AVAILABLE | Multilingual - English, French, German, CZECH - NOT YET AVAILABLE | Multilingual - English, French, German, CZECH - NOT YET AVAILABLE | Multilingual - English, French, German, CZECH - NOT YET AVAILABLE | Multilingual - English, French, German, CZECH - NOT YET AVAILABLE | Multilingual - English, French, German, CZECH - NOT YET AVAILABLE | Multilingual - English, French, German, CZECH - NOT YET AVAILABLE | Multilingual - English, French, German, CZECH - NOT YET AVAILABLE | Multilingual - English, French, German, CZECH - NOT YET AVAILABLE | Multilingual - English, French, German, CZECH - NOT YET AVAILABLE | Multilingual - English, French, German, CZECH - NOT YET AVAILABLE | Multilingual - English, French, German, CZECH : Not yet available
| 0 | 0 | 0 | 0 | 0 | 0 | 0 | 0 | 0 | 0 | 0 | 0 | 0 | 0 | 0 | 0 | 0 | 0 | 0 | 0 | 0 | 0 | 0 | 0 | 0 | 0 | 0 | 0 | 0 | 0 | 0 | 0 | 0 | 0 | 0 | 0 | 0 | 0 | 0
| 0 | 0 | 0 | 0 | 0 | 0 | 0 | 0 | 0 | 0 | 0 | 0 | 0 | 0 | 0 | 0 | 0 | 5 | 5 | 5 | 5 | 5 | 5 | 5 | 5 | 5 | 5 | 5 | 5 | 5 | 5 | 5 | 5 | 5 | 5 | 5 | 5 | 5 | 5
| 0 | 0 | 0 | 0 | 0 | 0 | 0 | 0 | 0 | 0 | 0 | 0 | 0 | 0 | 0 | 0 | 0 | C | C | C | C | C | C | C | C | 7 | C | C | C | 7 | * | 7 | 7 | 7 | 7 | 7 | 7 | 7 | 7
| 0 | 0 | 0 | 0 | 0 | 0 | 0 | 0 | 0 | 0 | 0 | 5 | 5 | 5 | 5 | 5 | 5 | C | C | C | C | C | C | C | C | C | C | C | C | * | * | * | * | * | * | * | * | * | *
| * | * | * | * | * | * | * | * | * | * | * | * | * | * | * | * | *
| * | * | * | * | * | * | * | 5 | * | 5 | 5 | 5 | 5 | 5 | 5 | 5 | 5
| * | * | * | * | * | * | * | * | * | * | * | * | * | * | * | * | *
| * | * | * | * | * | * | * | * | * | * | * | * | * | * | * | * | *
| * | * | * | * | * | * | * | * | * | * | * | * | * | * | * | * | *
| * | * | * | * | * | * | * | * | * | * | * | * | * | * | * | * | *
Settings | Default | Default | Default | Default | Default | Default | Default | Default | Default | Default | Default | Default | Default | Default | Default | Default | Default | Default | Default | Default | Default | Default | Default | Default | Default | Default | Default | Default | Default | Default | Default | Default | Default | Default | Default | Default | Default | Default | Default
| 0 | 0 | 0 | 0 | 0 | 0 | 0 | 0 | 0 | 0 | 0 | 0 | 0 | 0 | 0 | 0 | 0 | 0 | 0 | 0 | 0 | 0 | 0 | 0 | 0 | 0 | 0 | 0 | 0 | 0 | 0 | 0 | 0 | 0 | 0 | 0 | 0 | 0 | 0
Livery Options | Flush/Panel Mounting with Harsh Env.Coating, White Front Panel - Withdrawn | Flush/Panel Mounting with Harsh Env.Coating, White Front Panel - Withdrawn | Flush/Panel Mounting with Harsh Env.Coating, White Front Panel - Withdrawn | Flush/Panel Mounting with Harsh Env.Coating, White Front Panel - Withdrawn | Flush/Panel Mounting with Harsh Env.Coating, White Front Panel - Withdrawn | Flush/Panel Mounting with Harsh Env.Coating, White Front Panel - Withdrawn | Flush/Panel Mounting with Harsh Env.Coating, White Front Panel - Withdrawn | Flush/Panel Mounting with Harsh Env.Coating, White Front Panel - Withdrawn | Flush/Panel Mounting with Harsh Env.Coating, White Front Panel - Withdrawn | Flush/Panel Mounting with Harsh Env.Coating, White Front Panel - Withdrawn | Flush/Panel Mounting with Harsh Env.Coating, White Front Panel - Withdrawn | Flush/Panel Mounting with Harsh Env.Coating, White Front Panel - Withdrawn | Flush/Panel Mounting with Harsh Env.Coating, White Front Panel - Withdrawn | Flush/Panel Mounting with Harsh Env.Coating, White Front Panel - Withdrawn | Flush/Panel Mounting with Harsh Env.Coating, White Front Panel - Withdrawn | Flush/Panel Mounting with Harsh Env.Coating, White Front Panel - Withdrawn | Flush/Panel Mounting with Harsh Env.Coating, White Front Panel - Withdrawn | Flush/Panel Mounting with Harsh Env.Coating, White Front Panel - Withdrawn | Flush/Panel Mounting with Harsh Env.Coating, White Front Panel - Withdrawn | Flush/Panel Mounting with Harsh Env.Coating, White Front Panel - Withdrawn | Flush/Panel Mounting with Harsh Env.Coating, White Front Panel - Withdrawn | Flush/Panel Mounting with Harsh Env.Coating, White Front Panel - Withdrawn | Flush/Panel Mounting with Harsh Env.Coating, White Front Panel - Withdrawn | Flush/Panel Mounting with Harsh Env.Coating, White Front Panel - Withdrawn | Flush/Panel Mounting with Harsh Env.Coating, White Front Panel - Withdrawn | Flush/Panel Mounting with Harsh Env.Coating, White Front Panel - Withdrawn | Flush/Panel Mounting with Harsh Env.Coating, White Front Panel - Withdrawn | Flush/Panel Mounting with Harsh Env.Coating, White Front Panel - Withdrawn | Flush/Panel Mounting with Harsh Env.Coating, White Front Panel - Withdrawn | Flush/Panel Mounting with Harsh Env. Coating, with USB Port, Black and Silver Front Panel | Flush/Panel Mounting with Harsh Env.Coating, White Front Panel - Withdrawn | Flush/Panel Mounting with Harsh Env.Coating, White Front Panel - Withdrawn | Flush/Panel Mounting with Harsh Env.Coating, White Front Panel - Withdrawn | Flush/Panel Mounting with Harsh Env.Coating, White Front Panel - Withdrawn | Flush/Panel Mounting with Harsh Env.Coating, White Front Panel - Withdrawn | Flush/Panel Mounting with Harsh Env.Coating, White Front Panel - Withdrawn | Flush/Panel Mounting with Harsh Env.Coating, White Front Panel - Withdrawn | Flush/Panel Mounting with Harsh Env.Coating, White Front Panel - Withdrawn | Flush/Panel Mounting with Harsh Env. Coating, with USB Port, Black and Silver Front Panel
[22 empty] | Flush/Panel Mounting with Harsh Env. Coating, with USB Port, Black and Silver Front Panel | Flush/Panel Mounting with Harsh Env. Coating, with USB Port, Black and Silver Front Panel | Flush/Panel Mounting with Harsh Env. Coating, with USB Port, Black and Silver Front Panel |  |  |  |  | Flush/Panel Mounting with Harsh Env. Coating, with USB Port, Black and Silver Front Panel |  | Flush/Panel Mounting with Harsh Env. Coating, with USB Port, Black and Silver Front Panel |  |  | Flush/Panel Mounting with Harsh Env. Coating, with USB Port, Black and Silver Front Panel | Flush/Panel Mounting with Harsh Env. Coating, with USB Port, Black and Silver Front Panel | Flush/Panel Mounting with Harsh Env. Coating, with USB Port, Black and Silver Front Panel | Flush/Panel Mounting with Harsh Env. Coating, with USB Port, Black and Silver Front Panel
| * | * | * | * | * | * | * | * | * | * | * | * | * | * | * | * | * | * | * | * | * | * | * | * | * | * | * | * | * | S | * | * | * | * | * | * | * | * | S
| * | * | * | * | * | * | * | * | * | * | * | * | * | * | * | * | * | * | * | * | * | S | S | S | * | * | * | * | S | S | S | * | * | S | S | S | S | * | S
Protocol (Part 2 of 2) | Please select Protocol/Comms options first | Please select Protocol/Comms options first | Please select Protocol/Comms options first | Please select Protocol/Comms options first | Please select Protocol/Comms options first | Ethernet (10Mbps) | Please select Protocol/Comms options first | Ethernet (10Mbps) | Please select Protocol/Comms options first | Ethernet (10Mbps) | Ethernet (10Mbps) | Ethernet (10Mbps) | Ethernet (10Mbps) | Ethernet (10Mbps) | Ethernet (10Mbps) | Ethernet (100MHz) | Ethernet (100MHz) | Ethernet (100Mbit/s) | Ethernet (100Mbit/s) | Ethernet (100Mbit/s) | Ethernet (100Mbit/s) | Ethernet (100Mbit/s) | Ethernet (100Mbit/s) | Ethernet (100Mbit/s) | Ethernet (100Mbit/s) | Ethernet (100Mbit/s) | Ethernet (100Mbit/s) | Ethernet (100Mbit/s) | Ethernet (100Mbit/s) | Ethernet (100Mbit/s) | Ethernet (100Mbit/s) | Ethernet (100Mbit/s) | Ethernet (100Mbit/s) | Ethernet (100Mbit/s) | Ethernet (100Mbit/s) | Ethernet (100Mbit/s) | Ethernet (100Mbit/s) | Ethernet (100Mbit/s) | Ethernet (100Mbit/s)
[6 empty] | Ethernet (100Mbps) |  | Ethernet (100Mbps) |  | Ethernet (100Mbps) | Ethernet (100Mbps) | Ethernet (100Mbps) | Ethernet (100Mbps) | Ethernet (100Mbps) | Ethernet (100Mbps) | Ethernet (100MHz) plus IRIG-B (Modulated) | Ethernet (100MHz) plus IRIG-B (Modulated) | Ethernet (100Mbit/s) plus IRIG-B (Modulated) | Ethernet (100Mbit/s) plus IRIG-B (Modulated) | Ethernet (100Mbit/s) plus IRIG-B (Modulated) | Ethernet (100Mbit/s) plus IRIG-B (Modulated) | Ethernet (100Mbit/s) plus IRIG-B (Modulated) | Ethernet (100Mbit/s) plus IRIG-B (Modulated) | Ethernet (100Mbit/s) plus IRIG-B (Modulated) | Ethernet (100Mbit/s) plus IRIG-B (Modulated) | Ethernet (100Mbit/s) plus IRIG-B (Modulated) | Ethernet (100Mbit/s) plus IRIG-B (Modulated) | Ethernet (100Mbit/s) plus IRIG-B (Modulated) | Ethernet (100Mbit/s) plus IRIG-B (Modulated) | Ethernet (100Mbit/s) plus IRIG-B (Modulated) | Ethernet (100Mbit/s) plus IRIG-B (Modulated) | Ethernet (100Mbit/s) plus IRIG-B (Modulated) | Ethernet (100Mbit/s) plus IRIG-B (Modulated) | Ethernet (100Mbit/s) plus IRIG-B (Modulated) | Ethernet (100Mbit/s) plus IRIG-B (Modulated) | Ethernet (100Mbit/s) plus IRIG-B (Modulated) | Ethernet (100Mbit/s) plus IRIG-B (Modulated) | Ethernet (100Mbit/s) plus IRIG-B (Modulated) | Ethernet (100Mbit/s) plus IRIG-B (Modulated)
[16 empty] | Ethernet (100MHz) plus IRIG-B (Un-modulated) | Ethernet (100MHz) plus IRIG-B (Un-modulated) | Ethernet (100Mbit/s) plus IRIG-B (Un-modulated) | Ethernet (100Mbit/s) plus IRIG-B (Un-modulated) | Ethernet (100Mbit/s) plus IRIG-B (Un-modulated) | Ethernet (100Mbit/s) plus IRIG-B (Un-modulated) | Ethernet (100Mbit/s) plus IRIG-B (Un-modulated) | Ethernet (100Mbit/s) plus IRIG-B (Un-modulated) | Ethernet (100Mbit/s) plus IRIG-B (Un-modulated) | Ethernet (100Mbit/s) plus IRIG-B (Un-modulated) | Ethernet (100Mbit/s) plus IRIG-B (Un-modulated) | Ethernet (100Mbit/s) plus IRIG-B (Un-modulated) | Ethernet (100Mbit/s) plus IRIG-B (Un-modulated) | Ethernet (100Mbit/s) plus IRIG-B (Un-modulated) | Ethernet (100Mbit/s) plus IRIG-B (Un-modulated) | Ethernet (100Mbit/s) plus IRIG-B (Un-modulated) | Ethernet (100Mbit/s) plus IRIG-B (Un-modulated) | Ethernet (100Mbit/s) plus IRIG-B (Un-modulated) | Ethernet (100Mbit/s) plus IRIG-B (Un-modulated) | Ethernet (100Mbit/s) plus IRIG-B (Un-modulated) | Ethernet (100Mbit/s) plus IRIG-B (Un-modulated) | Ethernet (100Mbit/s) plus IRIG-B (Un-modulated) | Ethernet (100Mbit/s) plus IRIG-B (Un-modulated) | Ethernet (100Mbit/s) plus IRIG-B (Un-modulated)
| UCA2 | UCA2 | UCA2 | UCA2 | UCA2 | UCA2 | UCA2 | UCA2 | UCA2 | UCA2 | UCA2 | UCA2 | UCA2 | UCA2 | UCA2 | IEC61850 + Courier via rear RS485 port | IEC61850 + Courier via rear RS485 port | IEC61850 + Courier via rear RS485 port | IEC61850 + Courier via rear RS485 port | IEC61850 + Courier via rear RS485 port | IEC61850 + Courier via rear RS485 port | IEC61850 + Courier via rear RS485 port | IEC61850 + Courier via rear RS485 port | IEC61850 + Courier via rear RS485 port | IEC61850 + Courier via rear RS485 port | IEC61850 + Courier via rear RS485 port | IEC61850 + Courier via rear RS485 port | IEC61850 + Courier via rear RS485 port | IEC61850 + Courier via rear RS485 port | IEC61850 + Courier via rear RS485 port | IEC61850 + Courier via rear RS485 port | IEC61850 + Courier via rear RS485 port | IEC61850 + Courier via rear RS485 port | IEC61850 + Courier via rear RS485 port | IEC61850 + Courier via rear RS485 port | IEC61850 + Courier via rear RS485 port | IEC61850 + Courier via rear RS485 port | IEC61850 + Courier via rear RS485 port | IEC61850 + Courier via rear RS485 port
[16 empty] | IEC61850 + IEC60870-5-103 via rear RS485 port | IEC61850 + IEC60870-5-103 via rear RS485 port | IEC61850 + IEC60870-5-103 via rear RS485 port | IEC61850 + IEC60870-5-103 via rear RS485 port | IEC61850 + IEC60870-5-103 via rear RS485 port | IEC61850 + IEC60870-5-103 via rear RS485 port | IEC61850 + IEC60870-5-103 via rear RS485 port | IEC61850 + IEC60870-5-103 via rear RS485 port | IEC61850 + IEC60870-5-103 via rear RS485 port | IEC61850 + IEC60870-5-103 via rear RS485 port | IEC61850 + IEC60870-5-103 via rear RS485 port | IEC61850 + IEC60870-5-103 via rear RS485 port | IEC61850 + IEC60870-5-103 via rear RS485 port | IEC61850 + IEC60870-5-103 via rear RS485 port | IEC61850 + IEC60870-5-103 via rear RS485 port | IEC61850 + IEC60870-5-103 via rear RS485 port | IEC61850 + IEC60870-5-103 via rear RS485 port | IEC61850 + IEC60870-5-103 via rear RS485 port | IEC61850 + IEC60870-5-103 via rear RS485 port | IEC61850 + IEC60870-5-103 via rear RS485 port | IEC61850 + IEC60870-5-103 via rear RS485 port | IEC61850 + IEC60870-5-103 via rear RS485 port | IEC61850 + IEC60870-5-103 via rear RS485 port | IEC61850 + IEC60870-5-103 via rear RS485 port
| 5 | 5 | 5 | 5 | 5 | 5 | 5 | 5 | 5 | 5 | 5 | 5 | 5 | 5 | 5 | 6 | 6 | 6 | 6 | 6 | 6 | 6 | 6 | 6 | 6 | 6 | 6 | 6 | 6 | 6 | 6 | 6 | 6 | 6 | 6 | 6 | 6 | 6 | 6
| 5 | 5 | 5 | 5 | 5 | 5 | 5 | 5 | 5 | 5 | 5 | 5 | 5 | 5 | 5 | 7 | 7 | 7 | 7 | 7 | 7 | 7 | 7 | 7 | 7 | 7 | 7 | 7 | 7 | 7 | 7 | 7 | 7 | 7 | 7 | 7 | 7 | 7 | 7
| * | * | * | * | * | 5 | * | 5 | * | 5 | 5 | 5 | 5 | 5 | 5 | 6 | 6 | 6 | 6 | 6 | 6 | 6 | 6 | 6 | 6 | 6 | 6 | 6 | 6 | 6 | 6 | 6 | 6 | 6 | 6 | 6 | 6 | 6 | 6
| * | * | * | * | * | 6 | * | 6 | * | 6 | 6 | 6 | 6 | 6 | 6 | * | A | A | A | A | A | A | A | A | A | A | A | A | A | A | A | A | A | A | A | A | A | A | A
| * | * | * | * | * | 6 | * | 6 | * | 6 | 6 | 6 | 6 | 6 | 6 | * | B | B | B | B | B | B | B | B | B | B | B | B | B | B | B | B | B | B | B | B | B | B | B
| * | * | * | * | * | 6 | * | 6 | * | 6 | 6 | 6 | 6 | 6 | 6 | * | B | B | B | B | B | B | B | B | B | B | B | B | B | B | B | B | B | B | B | B | B | B | B
| * | * | * | * | * | 6 | * | 6 | * | 6 | 6 | 6 | 6 | 6 | 6 | * | B | B | B | B | B | B | B | B | B | B | B | B | B | B | B | B | B | B | B | B | B | B | B
| * | * | * | * | * | 6 | * | 6 | * | 6 | 6 | 6 | 6 | 6 | 6 | * | B | B | B | B | B | B | B | B | B | B | B | B | B | B | B | B | B | B | B | B | B | B | B
| * | * | * | * | * | 6 | * | 6 | * | 6 | 6 | 6 | 6 | 6 | 6 | * | B | B | B | B | B | B | B | B | B | B | B | B | B | B | B | B | B | B | B | B | B | B | B
| * | * | * | * | * | 6 | * | 6 | * | 6 | 6 | 6 | 6 | 6 | 6 | * | B | B | B | B | B | B | B | B | B | B | B | B | B | B | B | B | B | B | B | B | B | B | B
Hardware | A | A | A | A | B | B | B | B | B | G | G | G | G | G | J | K | K | K | K | K | K | K | K | K | K | K | K | K | K | K | K | K | K | K | K | K | K | K | K
[5 empty] | A | A | A | A | A | B | B | B | B | B | G | J | J | J | J | J | J | J | J | J | J | J | J | J | J | J | J | J | J | J | J | J | J | J | J
[10 empty] | A | A | A | A | A | B | G | G | G | G | G | G | G | G | G | G | G | G | G | G | G | G | G | G | G | G | G | G | G | G
[15 empty] | A | B | B | B | B | B | B | B | B | B | B | B | B | B | B | B | B | B | B | B | B | B | B | B | B
| A : Phase 1 | A : Phase 1 | A : Phase 1 | A : Phase 1 | B : Phase 2 Enhanced Coprocessor | B : Phase 2 Enhanced Coprocessor | B : Phase 2 Enhanced Coprocessor | B : Phase 2 Enhanced Coprocessor | B : Phase 2 Enhanced Coprocessor | G : Enhanced Main Processor (with hotkeys, support for UCA2 over Ethernet & Russian options) | G : Enhanced Main Processor (with hotkeys, support for UCA2 over Ethernet & Russian options) | G : Enhanced Main Processor (with hotkeys, support for UCA2 over Ethernet & Russian options) | G : Enhanced Main Processor (with hotkeys, support for UCA2 over Ethernet & Russian options) | G : Enhanced Main Processor (with hotkeys, support for UCA2 over Ethernet & Russian options) | J : Design Suffix J, Software Version 30 | K : XCPU2, Software versions 50 or 40 | K : XCPU2, With Distance & IEC61850 Options | K : XCPU2, With Distance & IEC61850 Options | K : XCPU2, With Distance & IEC61850 Options | K : XCPU2, With Distance & IEC61850 Options | K : XCPU2, With Function Key,Tri-colour LEDs & IEC61850 and other communications Options | K: Extended main processor (XCPU2) With Function Keys & Tri-colour LEDs | K: Extended main processor (XCPU2) With Function Keys & Tri-colour LEDs | K: Extended main processor (XCPU2) With Function Keys & Tri-colour LEDs | K: Extended main processor (XCPU2) With Function Keys & Tri-colour LEDs | K: Extended main processor (XCPU2) With Function Keys & Tri-colour LEDs | K: Extended main processor (XCPU2) With Function Keys & Tri-colour LEDs | K: Extended main processor (XCPU2) With Function Keys & Tri-colour LEDs | K: Extended main processor (XCPU2) With Function Keys & Tri-colour LEDs | K: Extended main processor (XCPU2) With Function Keys & Tri-colour LEDs | K: Extended main processor (XCPU2) With Function Keys & Tri-colour LEDs | K: Extended main processor (XCPU2) With Function Keys & Tri-colour LEDs | K: Extended main processor (XCPU2) With Function Keys & Tri-colour LEDs | K: Extended main processor (XCPU2) With Function Keys & Tri-colour LEDs | K: Extended main processor (XCPU2) With Function Keys & Tri-colour LEDs | K: Extended main processor (XCPU2) With Function Keys & Tri-colour LEDs | K: Extended main processor (XCPU2) With Function Keys & Tri-colour LEDs | K: Extended main processor (XCPU2) With Function Keys & Tri-colour LEDs | K: Extended main processor (XCPU2) With Function Keys & Tri-colour LEDs
[5 empty] | A : Phase 1 | A : Phase 1 | A : Phase 1 | A : Phase 1 | A : Phase 1 | B : Phase 2 Enhanced Coprocessor | B : Phase 2 Enhanced Coprocessor | B : Phase 2 Enhanced Coprocessor | B : Phase 2 Enhanced Coprocessor | B : Phase 2 Enhanced Coprocessor | G : Enhanced Main Processor (with hotkeys, support for UCA2 over Ethernet & Russian options) | J : Design Suffix J, Software Version 30 | J : Design Suffix J, Software Version 30 | J : Design Suffix J, Software Version 30 | J : Design Suffix J, Software Version 30 | J : Design Suffix J, Software Version 30 | J : Design Suffix J, Software Version 30 | J: As G plus dual characteristic optos | J: As G plus dual characteristic optos | J: As G plus dual characteristic optos | J: As G plus dual characteristic optos | J: As G plus dual characteristic optos | J: As G plus dual characteristic optos | J: As G plus dual characteristic optos | J: As G plus dual characteristic optos | J: As G plus dual characteristic optos | J: As G plus dual characteristic optos | J: As G plus dual characteristic optos | J: As G plus dual characteristic optos | J: As G plus dual characteristic optos | J: As G plus dual characteristic optos | J: As G plus dual characteristic optos | J: As G plus dual characteristic optos | J: As G plus dual characteristic optos | J: As G plus dual characteristic optos
[10 empty] | A : Phase 1 | A : Phase 1 | A : Phase 1 | A : Phase 1 | A : Phase 1 | B : Phase 2 Enhanced Coprocessor | G : Enhanced Main Processor (with hotkeys, support for UCA2 over Ethernet & Russian options) | G : Enhanced Main Processor (with hotkeys, support for UCA2 over Ethernet & Russian options) | G : Enhanced Main Processor (with hotkeys, support for UCA2 over Ethernet & Russian options) | G : Enhanced Main Processor (with hotkeys, support for UCA2 over Ethernet & Russian options) | G : Enhanced Main Processor (with hotkeys, support for UCA2 over Ethernet & Russian options) | G : Enhanced Main Processor (with hotkeys, support for UCA2 over Ethernet & Russian options) | G: Enhanced Main Processor (CPU2) with hotkeys | G: Enhanced Main Processor (CPU2) with hotkeys | G: Enhanced Main Processor (CPU2) with hotkeys | G: Enhanced Main Processor (CPU2) with hotkeys | G: Enhanced Main Processor (CPU2) with hotkeys | G: Enhanced Main Processor (CPU2) with hotkeys | G: Enhanced Main Processor (CPU2) with hotkeys | G: Enhanced Main Processor (CPU2) with hotkeys | G: Enhanced Main Processor (CPU2) with hotkeys | G: Enhanced Main Processor (CPU2) with hotkeys | G: Enhanced Main Processor (CPU2) with hotkeys | G: Enhanced Main Processor (CPU2) with hotkeys | G: Enhanced Main Processor (CPU2) with hotkeys | G: Enhanced Main Processor (CPU2) with hotkeys | G: Enhanced Main Processor (CPU2) with hotkeys | G: Enhanced Main Processor (CPU2) with hotkeys | G: Enhanced Main Processor (CPU2) with hotkeys | G: Enhanced Main Processor (CPU2) with hotkeys
[15 empty] | A : Phase 1 | B : Phase 2 Enhanced Coprocessor | B : Phase 2 Enhanced Coprocessor | B : Phase 2 Enhanced Coprocessor | B : Phase 2 Enhanced Coprocessor | B : Phase 2 Enhanced Coprocessor | B : Phase 2 Enhanced Coprocessor | B: Phase 2 Enhanced Coprocessor, wide range opto | B: Phase 2 Enhanced Coprocessor, wide range opto | B: Phase 2 Enhanced Coprocessor, wide range opto | B: Phase 2 Enhanced Coprocessor, wide range opto | B: Phase 2 Enhanced Coprocessor, wide range opto | B: Phase 2 Enhanced Coprocessor, wide range opto | B: Phase 2 Enhanced Coprocessor, wide range opto | B: Phase 2 Enhanced Coprocessor, wide range opto | B: Phase 2 Enhanced Coprocessor, wide range opto | B: Phase 2 Enhanced Coprocessor, wide range opto | B: Phase 2 Enhanced Coprocessor, wide range opto | B: Phase 2 Enhanced Coprocessor, wide range opto | B: Phase 2 Enhanced Coprocessor, wide range opto | B: Phase 2 Enhanced Coprocessor, wide range opto | B: Phase 2 Enhanced Coprocessor, wide range opto | B: Phase 2 Enhanced Coprocessor, wide range opto | B: Phase 2 Enhanced Coprocessor, wide range opto | B: Phase 2 Enhanced Coprocessor, wide range opto
Software | 05 | 05 | 05 | 05 | 11 | 11 | 11 | 11 | 11 | 20 | 20 | 20 | 20 | 20 | 30 | 50 | 50 | 52 | 54 | ** | ** | 57 | 57 | 57 | 57 | 57 | ** | ** | ** | ** | ** | ** | ** | ** | ** | ** | ** | ** | **
| 05 | 05 | 05 | 05 | 11 | 11 | 11 | 12 | 12 | 20 | 20 | 20 | 20 | 20 | 30 | 50 | 50 | 42 | 44 | ** | ** | ** | ** | ** | ** | ** | ** | ** | ** | ** | ** | ** | ** | ** | ** | ** | ** | ** | **
| 05 | 05 | 05 | 05 | 11 | 11 | 11 | 12 | 13 | 20 | 20 | 20 | 20 | 20 | 30 | 40 | 40 | 51 | 52 | 54 | 54 | ** | ** | ** | ** | ** | ** | ** | ** | ** | ** | ** | ** | ** | ** | ** | ** | ** | **
[5 empty] | 05 | 05 | 05 | 05 | 05 | 11 | 11 | 11 | 11 | 11 | 20 | 30 | 30 | 30 | 30 - Withdrawn | 30 - Withdrawn | 30 - Withdrawn | 30 - Withdrawn | 30 - Withdrawn | 30 - Withdrawn | 30 - Withdrawn | 30 - Withdrawn | 30 - Withdrawn | 30 - Withdrawn | 30 - Withdrawn | 30 - Withdrawn | 30 - Withdrawn | 30 - Withdrawn | 30 - Withdrawn | 30 - Withdrawn | 30 - Withdrawn | 30 - Withdrawn | 30 - Withdrawn | 30 - Withdrawn | 30 - Withdrawn
[5 empty] | 05 | 05 | 05 | 05 | 05 | 12 | 12 | 12 | 12 | 12 | 20 | 30 | 30 | 30 | ** | ** | ** | ** | ** | ** | ** | ** | ** | ** | ** | ** | ** | ** | ** | ** | ** | ** | ** | ** | **
[5 empty] | 05 | 05 | 05 | 05 | 05 | 13 | 13 | 13 | 13 | 13 | 20 | 30 | 30 | 30 | ** | ** | ** | ** | ** | ** | ** | ** | ** | ** | ** | ** | ** | ** | ** | ** | ** | ** | ** | ** | **
[10 empty] | 05 | 05 | 05 | 05 | 05 | 11 | 20 | 20 | 20 | 20 | 20 | 20 | 20 | 20 | 20 | 20 | 20 | 20 | 20 | ** | 20 | ** | 20 | 20 | 20 | 20 | 20 | 20 | 20 | 20
[10 empty] | 05 | 05 | 05 | 05 | 05 | 12 | 20 | 20 | 20 | 20 | 20 | 20 | 20 | 20 | 20 | 20 | 20 | 20 | 20 | ** | 20 | ** | 20 | 20 | 20 | 20 | 20 | 20 | 20 | 20
[10 empty] | 05 | 05 | 05 | 05 | 05 | 13 | 20 | 20 | 20 | 20 | 20 | 20 | 20 | 20 | 20 | 20 | 20 | 20 | 20 | ** | 20 | ** | 20 | 20 | 20 | 20 | 20 | 20 | 20 | 20
[15 empty] | 05 | 11 | 11 | 11 | 13 | 13 | 13 | 13 | 13 | 13 | ** | ** | ** | ** | ** | ** | ** | ** | ** | ** | ** | ** | ** | ** | **
[15 empty] | 05 | 12 | 12 | 12 | 12 | 12 | 12 | 12 | 13 | 13 | ** | ** | ** | ** | ** | ** | ** | ** | ** | ** | ** | ** | ** | ** | **
[15 empty] | 05 | 13 | 13 | 13 | 12 | 12 | 12 | 12 | 13 | 13 | ** | ** | ** | ** | ** | ** | ** | ** | ** | ** | ** | ** | ** | ** | **
| 05 | 05 | 05 | 05 | 11 | 11 | 11 | 11 | 11 | 20 | 20 | 20 | 20 | 20 | 30 | 50 : With Distance : Deliveries commencing 05/05/06 | 50 : With Distance : Deliveries commencing 05/05/06 | 52 : With Distance | 54 : With Distance | 55 - Withdrawn | 55 - Withdrawn | 57 -Withdrawn | 57 -Withdrawn | 57 -Withdrawn | 57 -Withdrawn | 57 -Withdrawn | 57 -Withdrawn | 57 -Withdrawn | 57 -Withdrawn | 57 -Withdrawn | 57 -Withdrawn | 57 -Withdrawn | 57 -Withdrawn | 57 -Withdrawn | 57 -Withdrawn | 57 -Withdrawn | 57 -Withdrawn | 57 -Withdrawn | 57 -Withdrawn
| 05 | 05 | 05 | 05 | 11 | 11 | 11 | 12 : Added second rear ports applications | 12 : Added second rear ports applications | 20 | 20 | 20 | 20 | 20 | 30 | 50 : With Distance : Deliveries commencing 05/05/06 | 50 : With Distance : Deliveries commencing 05/05/06 | 42 : Without Distance | 44 : Without Distance | 45 - Withdrawn | 45 - Withdrawn | 47 -Withdrawn | 47 -Withdrawn | 47 -Withdrawn | 47 -Withdrawn | 47 -Withdrawn | 47 -Withdrawn | 47 -Withdrawn | 47 -Withdrawn | 47 -Withdrawn | 47 -Withdrawn | 47 -Withdrawn | 47 -Withdrawn | 47 -Withdrawn | 47 -Withdrawn | 47 -Withdrawn | 47 -Withdrawn | 47 -Withdrawn | 47 -Withdrawn
| 05 | 05 | 05 | 05 | 11 | 11 | 11 | 12 : Added second rear ports applications | 13 : Enhanced SRAM check coprocessor | 20 | 20 | 20 | 20 | 20 | 30 | 40 : Without Distance : Deliveries commencing 05/05/06 | 40 : Without Distance : Deliveries commencing 05/05/06 | 51 : With Distance | 52 : With Distance | 54 : With Distance | 54 : With Distance | 55 - Withdrawn | 55 - Withdrawn | 55 - Withdrawn | 55 - Withdrawn | 55 - Withdrawn | 55 - Withdrawn | 55 - Withdrawn | 55 - Withdrawn | 55 - Withdrawn | 55 - Withdrawn | 55 - Withdrawn | 55 - Withdrawn | 55 - Withdrawn | 55 - Withdrawn | 55 - Withdrawn | 55 - Withdrawn | 55 - Withdrawn | 55 - Withdrawn
[5 empty] | 05 | 05 | 05 | 05 | 05 | 11 | 11 | 11 | 11 | 11 | 20 | 30 | 30 | 30 | 30 | 30 | ** | ** | ** | ** | ** | ** | ** | ** | ** | ** | ** | ** | ** | ** | ** | ** | ** | ** | **
[5 empty] | 05 | 05 | 05 | 05 | 05 | 12 : Added second rear ports applications | 12 : Added second rear ports applications | 12 : Added second rear ports applications | 12 : Added second rear ports applications | 12 : Added second rear ports applications | 20 | 30 | 30 | 30 | 30 | 30 | ** | ** | ** | ** | ** | ** | ** | ** | ** | ** | ** | ** | ** | ** | ** | ** | ** | ** | **
[5 empty] | 05 | 05 | 05 | 05 | 05 | 13 : Enhanced SRAM check coprocessor | 13 : Enhanced SRAM check coprocessor | 13 : Enhanced SRAM check coprocessor | 13 : Enhanced SRAM check coprocessor | 13 : Enhanced SRAM check coprocessor | 20 | 30 | 30 | 30 | 30 | 30 | ** | ** | ** | ** | ** | ** | ** | ** | ** | ** | ** | ** | ** | ** | ** | ** | ** | ** | **
[10 empty] | 05 | 05 | 05 | 05 | 05 | 11 | 20 | 20 | 20 | 20 | 20 | 20 | 20 | 20 | 20 | 20 | 20 | 20 | 20 | 20 - Withdrawn | 20 | 20 - Withdrawn | 20 | 20 | 20 | 20 | 20 | 20 | 20 | 20
[10 empty] | 05 | 05 | 05 | 05 | 05 | 12 : Added second rear ports applications | 20 | 20 | 20 | 20 | 20 | 20 | 20 | 20 | 20 | 20 | 20 | 20 | 20 |  | 20 |  | 20 | 20 | 20 | 20 | 20 | 20 | 20 | 20
[10 empty] | 05 | 05 | 05 | 05 | 05 | 13 : Enhanced SRAM check coprocessor | 20 | 20 | 20 | 20 | 20 | 20 | 20 | 20 | 20 | 20 | 20 | 20 | 20 |  | 20 |  | 20 | 20 | 20 | 20 | 20 | 20 | 20 | 20
[15 empty] | 05 | 11 | 11 | 11 | 13 : Enhanced SRAM check coprocessor | 13 : Enhanced SRAM check coprocessor | 13 : Enhanced SRAM check coprocessor | 13 : Enhanced SRAM check coprocessor | 13 : Withdrawn | 13 : Withdrawn | 13 : Withdrawn | 13 : Withdrawn | 13 : Withdrawn | 13 : Withdrawn | 13 : Withdrawn | 13 : Withdrawn | 13 : Withdrawn | 13 : Withdrawn | 13 : Withdrawn | 13 : Withdrawn | 13 : Withdrawn | 13 : Withdrawn | 13 : Withdrawn | 13 : Withdrawn | 13 : Withdrawn
[15 empty] | 05 | 12 : Added second rear ports applications | 12 : Added second rear ports applications | 12 : Added second rear ports applications | 12 : For repeat orders only. No new customers without Marketing approval | 12 : For repeat orders only. No new customers without Marketing approval | 12 : For repeat orders only. No new customers without Marketing approval | 12 : For repeat orders only. No new customers without Marketing approval
[15 empty] | 05 | 13 : Enhanced SRAM check coprocessor | 13 : Enhanced SRAM check coprocessor | 13 : Enhanced SRAM check coprocessor
Product Specific Options (Part 2 of 3) | [15 empty] | Ch1=850nm multi-mode , Ch2=850nm multi-mode + High Break (Not yet available) | Ch1=850nm multi-mode , Ch2=850nm multi-mode + High Break | Ch1=850nm multi-mode , Ch2=850nm multi-mode + High Break | Ch1=850nm multi-mode, Ch2=850nm multi-mode, 16 inputs & 7stn+4hb outputs | Ch1=850nm multi-mode, Ch2=850nm multi-mode, 16 inputs & 7stn+4hb outputs | Ch1=850nm multi-mode, Ch2=850nm multi-mode, 16 inputs & 7stn+4hb outputs | Ch1=850nm multi-mode, Ch2=850nm multi-mode, 16 inputs & 7stn+4hb outputs |  | Ch1=850nm multi-mode, Ch2=850nm multi-mode, 16 inputs & 7stn+4hb outputs | Ch1=850nm multi-mode, Ch2=850nm multi-mode, 16 inputs & 7stn+4hb outputs | Ch1=850nm multi-mode, Ch2=850nm multi-mode, 16 inputs & 7stn+4hb outputs |  | Ch1=850nm multi-mode, Ch2=850nm multi-mode, 16 inputs & 7stn+4hb outputs | Ch1=850nm multi-mode, Ch2=850nm multi-mode, 16 inputs & 7stn+4hb outputs | Ch1=850nm multi-mode, Ch2=850nm multi-mode, 16 inputs & 7stn+4hb outputs | Ch1=850nm multi-mode, Ch2=850nm multi-mode, 16 inputs & 7stn+4hb outputs | Ch1=850nm multi-mode, Ch2=850nm multi-mode, 16 inputs & 7stn+4hb outputs | Ch1=850nm multi-mode, Ch2=850nm multi-mode, 16 inputs & 7stn+4hb outputs | Ch1=850nm multi-mode, Ch2=850nm multi-mode, 16 inputs & 7stn+4hb outputs | Ch1=850nm multi-mode, Ch2=850nm multi-mode, 16 inputs & 7stn+4hb outputs | Ch1=850nm multi-mode, Ch2=850nm multi-mode, 16 inputs & 7stn+4hb outputs | Ch1=850nm multi-mode, Ch2=850nm multi-mode, 16 inputs & 7stn+4hb outputs | Ch1=850nm multi-mode, Ch2=850nm multi-mode, 16 inputs & 7stn+4hb outputs | Ch1=850nm multi-mode, Ch2=850nm multi-mode, 16 inputs & 7stn+4hb outputs
[16 empty] | Ch1=1300nm single-mode , Ch2=not fitted (2 Terminal only) + High Break (Not yet available) | Ch1=1300nm single-mode , Ch2=not fitted (2 Terminal only) + High Break | Ch1=1300nm single-mode , Ch2=not fitted (2 Terminal only) + High Break | Ch1=1300nm single-mode, Ch2=not fitted (2 Terminal only), 16 inputs & 7stn+4hb outputs | Ch1=1300nm single-mode, Ch2=not fitted (2 Terminal only), 16 inputs & 7stn+4hb outputs | Ch1=1300nm single-mode, Ch2=not fitted (2 Terminal only), 16 inputs & 7stn+4hb outputs | Ch1=1300nm single-mode, Ch2=not fitted (2 Terminal only), 16 inputs & 7stn+4hb outputs |  | Ch1=1300nm single-mode, Ch2=not fitted (2 Terminal only), 16 inputs & 7stn+4hb outputs | Ch1=1300nm single-mode, Ch2=not fitted (2 Terminal only), 16 inputs & 7stn+4hb outputs | Ch1=1300nm single-mode, Ch2=not fitted (2 Terminal only), 16 inputs & 7stn+4hb outputs |  | Ch1=1300nm single-mode, Ch2=not fitted (2 Terminal only), 16 inputs & 7stn+4hb outputs | Ch1=1300nm single-mode, Ch2=not fitted (2 Terminal only), 16 inputs & 7stn+4hb outputs | Ch1=1300nm single-mode, Ch2=not fitted (2 Terminal only), 16 inputs & 7stn+4hb outputs | Ch1=1300nm single-mode, Ch2=not fitted (2 Terminal only), 16 inputs & 7stn+4hb outputs | Ch1=1300nm single-mode, Ch2=not fitted (2 Terminal only), 16 inputs & 7stn+4hb outputs | Ch1=1300nm single-mode, Ch2=not fitted (2 Terminal only), 16 inputs & 7stn+4hb outputs | Ch1=1300nm single-mode, Ch2=not fitted (2 Terminal only), 16 inputs & 7stn+4hb outputs | Ch1=1300nm single-mode, Ch2=not fitted (2 Terminal only), 16 inputs & 7stn+4hb outputs | Ch1=1300nm single-mode, Ch2=not fitted (2 Terminal only), 16 inputs & 7stn+4hb outputs | Ch1=1300nm single-mode, Ch2=not fitted (2 Terminal only), 16 inputs & 7stn+4hb outputs | Ch1=1300nm single-mode, Ch2=not fitted (2 Terminal only), 16 inputs & 7stn+4hb outputs | Ch1=1300nm single-mode, Ch2=not fitted (2 Terminal only), 16 inputs & 7stn+4hb outputs
[16 empty] | Ch1=1300nm single-mode , Ch2=1300nm single-mode + High Break (Not yet available) | Ch1=1300nm single-mode , Ch2=1300nm single-mode + High Break | Ch1=1300nm single-mode , Ch2=1300nm single-mode + High Break | Ch1=1300nm single-mode, Ch2=1300nm single-mode, 16 inputs & 7stn+4hb outputs | Ch1=1300nm single-mode, Ch2=1300nm single-mode, 16 inputs & 7stn+4hb outputs | Ch1=1300nm single-mode, Ch2=1300nm single-mode, 16 inputs & 7stn+4hb outputs | Ch1=1300nm single-mode, Ch2=1300nm single-mode, 16 inputs & 7stn+4hb outputs |  | Ch1=1300nm single-mode, Ch2=1300nm single-mode, 16 inputs & 7stn+4hb outputs | Ch1=1300nm single-mode, Ch2=1300nm single-mode, 16 inputs & 7stn+4hb outputs | Ch1=1300nm single-mode, Ch2=1300nm single-mode, 16 inputs & 7stn+4hb outputs |  | Ch1=1300nm single-mode, Ch2=1300nm single-mode, 16 inputs & 7stn+4hb outputs | Ch1=1300nm single-mode, Ch2=1300nm single-mode, 16 inputs & 7stn+4hb outputs | Ch1=1300nm single-mode, Ch2=1300nm single-mode, 16 inputs & 7stn+4hb outputs | Ch1=1300nm single-mode, Ch2=1300nm single-mode, 16 inputs & 7stn+4hb outputs | Ch1=1300nm single-mode, Ch2=1300nm single-mode, 16 inputs & 7stn+4hb outputs | Ch1=1300nm single-mode, Ch2=1300nm single-mode, 16 inputs & 7stn+4hb outputs | Ch1=1300nm single-mode, Ch2=1300nm single-mode, 16 inputs & 7stn+4hb outputs | Ch1=1300nm single-mode, Ch2=1300nm single-mode, 16 inputs & 7stn+4hb outputs | Ch1=1300nm single-mode, Ch2=1300nm single-mode, 16 inputs & 7stn+4hb outputs | Ch1=1300nm single-mode, Ch2=1300nm single-mode, 16 inputs & 7stn+4hb outputs | Ch1=1300nm single-mode, Ch2=1300nm single-mode, 16 inputs & 7stn+4hb outputs | Ch1=1300nm single-mode, Ch2=1300nm single-mode, 16 inputs & 7stn+4hb outputs
[16 empty] | Ch1=1300nm multi-mode , Ch2=not fitted (2 Terminal only) + High Break (Not yet available) | Ch1=1300nm multi-mode , Ch2=not fitted (2 Terminal only) + High Break | Ch1=1300nm multi-mode , Ch2=not fitted (2 Terminal only) + High Break | Ch1=1300nm multi-mode, Ch2=not fitted (2 Terminal only), 16 inputs & 7stn+4hb outputs | Ch1=1300nm multi-mode, Ch2=not fitted (2 Terminal only), 16 inputs & 7stn+4hb outputs | Ch1=1300nm multi-mode, Ch2=not fitted (2 Terminal only), 16 inputs & 7stn+4hb outputs | Ch1=1300nm multi-mode, Ch2=not fitted (2 Terminal only), 16 inputs & 7stn+4hb outputs |  | Ch1=1300nm multi-mode, Ch2=not fitted (2 Terminal only), 16 inputs & 7stn+4hb outputs | Ch1=1300nm multi-mode, Ch2=not fitted (2 Terminal only), 16 inputs & 7stn+4hb outputs | Ch1=1300nm multi-mode, Ch2=not fitted (2 Terminal only), 16 inputs & 7stn+4hb outputs |  | Ch1=1300nm multi-mode, Ch2=not fitted (2 Terminal only), 16 inputs & 7stn+4hb outputs | Ch1=1300nm multi-mode, Ch2=not fitted (2 Terminal only), 16 inputs & 7stn+4hb outputs | Ch1=1300nm multi-mode, Ch2=not fitted (2 Terminal only), 16 inputs & 7stn+4hb outputs | Ch1=1300nm multi-mode, Ch2=not fitted (2 Terminal only), 16 inputs & 7stn+4hb outputs | Ch1=1300nm multi-mode, Ch2=not fitted (2 Terminal only), 16 inputs & 7stn+4hb outputs | Ch1=1300nm multi-mode, Ch2=not fitted (2 Terminal only), 16 inputs & 7stn+4hb outputs | Ch1=1300nm multi-mode, Ch2=not fitted (2 Terminal only), 16 inputs & 7stn+4hb outputs | Ch1=1300nm multi-mode, Ch2=not fitted (2 Terminal only), 16 inputs & 7stn+4hb outputs | Ch1=1300nm multi-mode, Ch2=not fitted (2 Terminal only), 16 inputs & 7stn+4hb outputs | Ch1=1300nm multi-mode, Ch2=not fitted (2 Terminal only), 16 inputs & 7stn+4hb outputs | Ch1=1300nm multi-mode, Ch2=not fitted (2 Terminal only), 16 inputs & 7stn+4hb outputs | Ch1=1300nm multi-mode, Ch2=not fitted (2 Terminal only), 16 inputs & 7stn+4hb outputs
[16 empty] | Ch1=1300nm multi-mode , Ch2=1300nm multi-mode + High Break (Not yet available) | Ch1=1300nm multi-mode , Ch2=1300nm multi-mode + High Break | Ch1=1300nm multi-mode , Ch2=1300nm multi-mode + High Break | Ch1=1300nm multi-mode, Ch2=1300nm multi-mode, 16 inputs & 7stn+4hb outputs | Ch1=1300nm multi-mode, Ch2=1300nm multi-mode, 16 inputs & 7stn+4hb outputs | Ch1=1300nm multi-mode, Ch2=1300nm multi-mode, 16 inputs & 7stn+4hb outputs | Ch1=1300nm multi-mode, Ch2=1300nm multi-mode, 16 inputs & 7stn+4hb outputs |  | Ch1=1300nm multi-mode, Ch2=1300nm multi-mode, 16 inputs & 7stn+4hb outputs | Ch1=1300nm multi-mode, Ch2=1300nm multi-mode, 16 inputs & 7stn+4hb outputs | Ch1=1300nm multi-mode, Ch2=1300nm multi-mode, 16 inputs & 7stn+4hb outputs |  | Ch1=1300nm multi-mode, Ch2=1300nm multi-mode, 16 inputs & 7stn+4hb outputs | Ch1=1300nm multi-mode, Ch2=1300nm multi-mode, 16 inputs & 7stn+4hb outputs | Ch1=1300nm multi-mode, Ch2=1300nm multi-mode, 16 inputs & 7stn+4hb outputs | Ch1=1300nm multi-mode, Ch2=1300nm multi-mode, 16 inputs & 7stn+4hb outputs | Ch1=1300nm multi-mode, Ch2=1300nm multi-mode, 16 inputs & 7stn+4hb outputs | Ch1=1300nm multi-mode, Ch2=1300nm multi-mode, 16 inputs & 7stn+4hb outputs | Ch1=1300nm multi-mode, Ch2=1300nm multi-mode, 16 inputs & 7stn+4hb outputs | Ch1=1300nm multi-mode, Ch2=1300nm multi-mode, 16 inputs & 7stn+4hb outputs | Ch1=1300nm multi-mode, Ch2=1300nm multi-mode, 16 inputs & 7stn+4hb outputs | Ch1=1300nm multi-mode, Ch2=1300nm multi-mode, 16 inputs & 7stn+4hb outputs | Ch1=1300nm multi-mode, Ch2=1300nm multi-mode, 16 inputs & 7stn+4hb outputs | Ch1=1300nm multi-mode, Ch2=1300nm multi-mode, 16 inputs & 7stn+4hb outputs
[16 empty] | Ch1=1550nm single-mode , Ch2=not fitted (2 Terminal only) + High Break (Not yet available) | Ch1=1550nm single-mode , Ch2=not fitted (2 Terminal only) + High Break | Ch1=1550nm single-mode , Ch2=not fitted (2 Terminal only) + High Break | Ch1=1550nm single-mode, Ch2=not fitted (2 Terminal only), 16 inputs & 7stn+4hb outputs | Ch1=1550nm single-mode, Ch2=not fitted (2 Terminal only), 16 inputs & 7stn+4hb outputs | Ch1=1550nm single-mode, Ch2=not fitted (2 Terminal only), 16 inputs & 7stn+4hb outputs | Ch1=1550nm single-mode, Ch2=not fitted (2 Terminal only), 16 inputs & 7stn+4hb outputs |  | Ch1=1550nm single-mode, Ch2=not fitted (2 Terminal only), 16 inputs & 7stn+4hb outputs | Ch1=1550nm single-mode, Ch2=not fitted (2 Terminal only), 16 inputs & 7stn+4hb outputs | Ch1=1550nm single-mode, Ch2=not fitted (2 Terminal only), 16 inputs & 7stn+4hb outputs |  | Ch1=1550nm single-mode, Ch2=not fitted (2 Terminal only), 16 inputs & 7stn+4hb outputs | Ch1=1550nm single-mode, Ch2=not fitted (2 Terminal only), 16 inputs & 7stn+4hb outputs | Ch1=1550nm single-mode, Ch2=not fitted (2 Terminal only), 16 inputs & 7stn+4hb outputs | Ch1=1550nm single-mode, Ch2=not fitted (2 Terminal only), 16 inputs & 7stn+4hb outputs | Ch1=1550nm single-mode, Ch2=not fitted (2 Terminal only), 16 inputs & 7stn+4hb outputs | Ch1=1550nm single-mode, Ch2=not fitted (2 Terminal only), 16 inputs & 7stn+4hb outputs | Ch1=1550nm single-mode, Ch2=not fitted (2 Terminal only), 16 inputs & 7stn+4hb outputs | Ch1=1550nm single-mode, Ch2=not fitted (2 Terminal only), 16 inputs & 7stn+4hb outputs | Ch1=1550nm single-mode, Ch2=not fitted (2 Terminal only), 16 inputs & 7stn+4hb outputs | Ch1=1550nm single-mode, Ch2=not fitted (2 Terminal only), 16 inputs & 7stn+4hb outputs | Ch1=1550nm single-mode, Ch2=not fitted (2 Terminal only), 16 inputs & 7stn+4hb outputs | Ch1=1550nm single-mode, Ch2=not fitted (2 Terminal only), 16 inputs & 7stn+4hb outputs
[16 empty] | Reserved - was used for RWE special | Reserved - was used for RWE special | Reserved - was used for RWE special | Reserved - was used for RWE special | Reserved - was used for RWE special | Reserved - was used for RWE special | Reserved - was used for RWE special |  | Reserved - was used for RWE special | Reserved - was used for RWE special | Reserved - was used for RWE special |  | Reserved - was used for RWE special | Reserved - was used for RWE special | Reserved - was used for RWE special | Reserved - was used for RWE special | Reserved - was used for RWE special | Reserved - was used for RWE special | Reserved - was used for RWE special | Reserved - was used for RWE special | Reserved - was used for RWE special | Reserved - was used for RWE special | Reserved - was used for RWE special | Reserved - was used for RWE special
[16 empty] | Ch1=1550nm single-mode , Ch2=1550nm single-mode + High Break (Not yet available) | Ch1=1550nm single-mode , Ch2=1550nm single-mode + High Break | Ch1=1550nm single-mode , Ch2=1550nm single-mode + High Break | Ch1=1550nm single-mode, Ch2=1550nm single-mode, 16 inputs & 7stn+4hb outputs | Ch1=1550nm single-mode, Ch2=1550nm single-mode, 16 inputs & 7stn+4hb outputs | Ch1=1550nm single-mode, Ch2=1550nm single-mode, 16 inputs & 7stn+4hb outputs | Ch1=1550nm single-mode, Ch2=1550nm single-mode, 16 inputs & 7stn+4hb outputs |  | Ch1=1550nm single-mode, Ch2=1550nm single-mode, 16 inputs & 7stn+4hb outputs | Ch1=1550nm single-mode, Ch2=1550nm single-mode, 16 inputs & 7stn+4hb outputs | Ch1=1550nm single-mode, Ch2=1550nm single-mode, 16 inputs & 7stn+4hb outputs |  | Ch1=1550nm single-mode, Ch2=1550nm single-mode, 16 inputs & 7stn+4hb outputs | Ch1=1550nm single-mode, Ch2=1550nm single-mode, 16 inputs & 7stn+4hb outputs | Ch1=1550nm single-mode, Ch2=1550nm single-mode, 16 inputs & 7stn+4hb outputs | Ch1=1550nm single-mode, Ch2=1550nm single-mode, 16 inputs & 7stn+4hb outputs | Ch1=1550nm single-mode, Ch2=1550nm single-mode, 16 inputs & 7stn+4hb outputs | Ch1=1550nm single-mode, Ch2=1550nm single-mode, 16 inputs & 7stn+4hb outputs | Ch1=1550nm single-mode, Ch2=1550nm single-mode, 16 inputs & 7stn+4hb outputs | Ch1=1550nm single-mode, Ch2=1550nm single-mode, 16 inputs & 7stn+4hb outputs | Ch1=1550nm single-mode, Ch2=1550nm single-mode, 16 inputs & 7stn+4hb outputs | Ch1=1550nm single-mode, Ch2=1550nm single-mode, 16 inputs & 7stn+4hb outputs | Ch1=1550nm single-mode, Ch2=1550nm single-mode, 16 inputs & 7stn+4hb outputs | Ch1=1550nm single-mode, Ch2=1550nm single-mode, 16 inputs & 7stn+4hb outputs
[16 empty] | Ch1=850nm multi-mode , Ch2=1300nm single-mode + High Break (Not yet available) | Ch1=850nm multi-mode , Ch2=1300nm single-mode + High Break | Ch1=850nm multi-mode , Ch2=1300nm single-mode + High Break | Ch1=850nm multi-mode, Ch2=1300nm single-mode, 16 inputs & 7stn+4hb outputs | Ch1=850nm multi-mode, Ch2=1300nm single-mode, 16 inputs & 7stn+4hb outputs | Ch1=850nm multi-mode, Ch2=1300nm single-mode, 16 inputs & 7stn+4hb outputs | Ch1=850nm multi-mode, Ch2=1300nm single-mode, 16 inputs & 7stn+4hb outputs |  | Ch1=850nm multi-mode, Ch2=1300nm single-mode, 16 inputs & 7stn+4hb outputs | Ch1=850nm multi-mode, Ch2=1300nm single-mode, 16 inputs & 7stn+4hb outputs | Ch1=850nm multi-mode, Ch2=1300nm single-mode, 16 inputs & 7stn+4hb outputs |  | Ch1=850nm multi-mode, Ch2=1300nm single-mode, 16 inputs & 7stn+4hb outputs | Ch1=850nm multi-mode, Ch2=1300nm single-mode, 16 inputs & 7stn+4hb outputs | Ch1=850nm multi-mode, Ch2=1300nm single-mode, 16 inputs & 7stn+4hb outputs | Ch1=850nm multi-mode, Ch2=1300nm single-mode, 16 inputs & 7stn+4hb outputs | Ch1=850nm multi-mode, Ch2=1300nm single-mode, 16 inputs & 7stn+4hb outputs | Ch1=850nm multi-mode, Ch2=1300nm single-mode, 16 inputs & 7stn+4hb outputs | Ch1=850nm multi-mode, Ch2=1300nm single-mode, 16 inputs & 7stn+4hb outputs | Ch1=850nm multi-mode, Ch2=1300nm single-mode, 16 inputs & 7stn+4hb outputs | Ch1=850nm multi-mode, Ch2=1300nm single-mode, 16 inputs & 7stn+4hb outputs | Ch1=850nm multi-mode, Ch2=1300nm single-mode, 16 inputs & 7stn+4hb outputs | Ch1=850nm multi-mode, Ch2=1300nm single-mode, 16 inputs & 7stn+4hb outputs | Ch1=850nm multi-mode, Ch2=1300nm single-mode, 16 inputs & 7stn+4hb outputs
[16 empty] | Ch1=850nm multi-mode , Ch2=1300nm multi-mode + High Break (Not yet available) | Ch1=850nm multi-mode , Ch2=1300nm multi-mode + High Break | Ch1=850nm multi-mode , Ch2=1300nm multi-mode + High Break | Ch1=850nm multi-mode, Ch2=1300nm multi-mode, 16 inputs & 7stn+4hb outputs | Ch1=850nm multi-mode, Ch2=1300nm multi-mode, 16 inputs & 7stn+4hb outputs | Ch1=850nm multi-mode, Ch2=1300nm multi-mode, 16 inputs & 7stn+4hb outputs | Ch1=850nm multi-mode, Ch2=1300nm multi-mode, 16 inputs & 7stn+4hb outputs |  | Ch1=850nm multi-mode, Ch2=1300nm multi-mode, 16 inputs & 7stn+4hb outputs | Ch1=850nm multi-mode, Ch2=1300nm multi-mode, 16 inputs & 7stn+4hb outputs | Ch1=850nm multi-mode, Ch2=1300nm multi-mode, 16 inputs & 7stn+4hb outputs |  | Ch1=850nm multi-mode, Ch2=1300nm multi-mode, 16 inputs & 7stn+4hb outputs | Ch1=850nm multi-mode, Ch2=1300nm multi-mode, 16 inputs & 7stn+4hb outputs | Ch1=850nm multi-mode, Ch2=1300nm multi-mode, 16 inputs & 7stn+4hb outputs | Ch1=850nm multi-mode, Ch2=1300nm multi-mode, 16 inputs & 7stn+4hb outputs | Ch1=850nm multi-mode, Ch2=1300nm multi-mode, 16 inputs & 7stn+4hb outputs | Ch1=850nm multi-mode, Ch2=1300nm multi-mode, 16 inputs & 7stn+4hb outputs | Ch1=850nm multi-mode, Ch2=1300nm multi-mode, 16 inputs & 7stn+4hb outputs | Ch1=850nm multi-mode, Ch2=1300nm multi-mode, 16 inputs & 7stn+4hb outputs | Ch1=850nm multi-mode, Ch2=1300nm multi-mode, 16 inputs & 7stn+4hb outputs | Ch1=850nm multi-mode, Ch2=1300nm multi-mode, 16 inputs & 7stn+4hb outputs | Ch1=850nm multi-mode, Ch2=1300nm multi-mode, 16 inputs & 7stn+4hb outputs | Ch1=850nm multi-mode, Ch2=1300nm multi-mode, 16 inputs & 7stn+4hb outputs
[16 empty] | Ch1=850nm multi-mode , Ch2=1550nm single-mode + High Break (Not yet available) | Ch1=850nm multi-mode , Ch2=1550nm single-mode + High Break | Ch1=850nm multi-mode , Ch2=1550nm single-mode + High Break | Ch1=850nm multi-mode, Ch2=1550nm single-mode, 16 inputs & 7stn+4hb outputs | Ch1=850nm multi-mode, Ch2=1550nm single-mode, 16 inputs & 7stn+4hb outputs | Ch1=850nm multi-mode, Ch2=1550nm single-mode, 16 inputs & 7stn+4hb outputs | Ch1=850nm multi-mode, Ch2=1550nm single-mode, 16 inputs & 7stn+4hb outputs |  | Ch1=850nm multi-mode, Ch2=1550nm single-mode, 16 inputs & 7stn+4hb outputs | Ch1=850nm multi-mode, Ch2=1550nm single-mode, 16 inputs & 7stn+4hb outputs | Ch1=850nm multi-mode, Ch2=1550nm single-mode, 16 inputs & 7stn+4hb outputs |  | Ch1=850nm multi-mode, Ch2=1550nm single-mode, 16 inputs & 7stn+4hb outputs | Ch1=850nm multi-mode, Ch2=1550nm single-mode, 16 inputs & 7stn+4hb outputs | Ch1=850nm multi-mode, Ch2=1550nm single-mode, 16 inputs & 7stn+4hb outputs | Ch1=850nm multi-mode, Ch2=1550nm single-mode, 16 inputs & 7stn+4hb outputs | Ch1=850nm multi-mode, Ch2=1550nm single-mode, 16 inputs & 7stn+4hb outputs | Ch1=850nm multi-mode, Ch2=1550nm single-mode, 16 inputs & 7stn+4hb outputs | Ch1=850nm multi-mode, Ch2=1550nm single-mode, 16 inputs & 7stn+4hb outputs | Ch1=850nm multi-mode, Ch2=1550nm single-mode, 16 inputs & 7stn+4hb outputs | Ch1=850nm multi-mode, Ch2=1550nm single-mode, 16 inputs & 7stn+4hb outputs | Ch1=850nm multi-mode, Ch2=1550nm single-mode, 16 inputs & 7stn+4hb outputs | Ch1=850nm multi-mode, Ch2=1550nm single-mode, 16 inputs & 7stn+4hb outputs | Ch1=850nm multi-mode, Ch2=1550nm single-mode, 16 inputs & 7stn+4hb outputs
[16 empty] | Ch1=1300nm single-mode , Ch2=850nm multi-mode + High Break (Not yet available) | Ch1=1300nm single-mode , Ch2=850nm multi-mode + High Break | Ch1=1300nm single-mode , Ch2=850nm multi-mode + High Break | Ch1=1300nm single-mode, Ch2=850nm multi-mode, 16 inputs & 7stn+4hb outputs | Ch1=1300nm single-mode, Ch2=850nm multi-mode, 16 inputs & 7stn+4hb outputs | Ch1=1300nm single-mode, Ch2=850nm multi-mode, 16 inputs & 7stn+4hb outputs | Ch1=1300nm single-mode, Ch2=850nm multi-mode, 16 inputs & 7stn+4hb outputs |  | Ch1=1300nm single-mode, Ch2=850nm multi-mode, 16 inputs & 7stn+4hb outputs | Ch1=1300nm single-mode, Ch2=850nm multi-mode, 16 inputs & 7stn+4hb outputs | Ch1=1300nm single-mode, Ch2=850nm multi-mode, 16 inputs & 7stn+4hb outputs |  | Ch1=1300nm single-mode, Ch2=850nm multi-mode, 16 inputs & 7stn+4hb outputs | Ch1=1300nm single-mode, Ch2=850nm multi-mode, 16 inputs & 7stn+4hb outputs | Ch1=1300nm single-mode, Ch2=850nm multi-mode, 16 inputs & 7stn+4hb outputs | Ch1=1300nm single-mode, Ch2=850nm multi-mode, 16 inputs & 7stn+4hb outputs | Ch1=1300nm single-mode, Ch2=850nm multi-mode, 16 inputs & 7stn+4hb outputs | Ch1=1300nm single-mode, Ch2=850nm multi-mode, 16 inputs & 7stn+4hb outputs | Ch1=1300nm single-mode, Ch2=850nm multi-mode, 16 inputs & 7stn+4hb outputs | Ch1=1300nm single-mode, Ch2=850nm multi-mode, 16 inputs & 7stn+4hb outputs | Ch1=1300nm single-mode, Ch2=850nm multi-mode, 16 inputs & 7stn+4hb outputs | Ch1=1300nm single-mode, Ch2=850nm multi-mode, 16 inputs & 7stn+4hb outputs | Ch1=1300nm single-mode, Ch2=850nm multi-mode, 16 inputs & 7stn+4hb outputs | Ch1=1300nm single-mode, Ch2=850nm multi-mode, 16 inputs & 7stn+4hb outputs
[16 empty] | Ch1=1300nm single-mode , Ch2=850nm multi-mode + High Break (Not yet available) | Ch1=1300nm multi-mode , Ch2=850nm multi-mode + High Break | Ch1=1300nm multi-mode , Ch2=850nm multi-mode + High Break | Ch1=1300nm multi-mode, Ch2=850nm multi-mode, 16 inputs & 7stn+4hb outputs | Ch1=1300nm multi-mode, Ch2=850nm multi-mode, 16 inputs & 7stn+4hb outputs | Ch1=1300nm multi-mode, Ch2=850nm multi-mode, 16 inputs & 7stn+4hb outputs | Ch1=1300nm multi-mode, Ch2=850nm multi-mode, 16 inputs & 7stn+4hb outputs |  | Ch1=1300nm multi-mode, Ch2=850nm multi-mode, 16 inputs & 7stn+4hb outputs | Ch1=1300nm multi-mode, Ch2=850nm multi-mode, 16 inputs & 7stn+4hb outputs | Ch1=1300nm multi-mode, Ch2=850nm multi-mode, 16 inputs & 7stn+4hb outputs |  | Ch1=1300nm multi-mode, Ch2=850nm multi-mode, 16 inputs & 7stn+4hb outputs | Ch1=1300nm multi-mode, Ch2=850nm multi-mode, 16 inputs & 7stn+4hb outputs | Ch1=1300nm multi-mode, Ch2=850nm multi-mode, 16 inputs & 7stn+4hb outputs | Ch1=1300nm multi-mode, Ch2=850nm multi-mode, 16 inputs & 7stn+4hb outputs | Ch1=1300nm multi-mode, Ch2=850nm multi-mode, 16 inputs & 7stn+4hb outputs | Ch1=1300nm multi-mode, Ch2=850nm multi-mode, 16 inputs & 7stn+4hb outputs | Ch1=1300nm multi-mode, Ch2=850nm multi-mode, 16 inputs & 7stn+4hb outputs | Ch1=1300nm multi-mode, Ch2=850nm multi-mode, 16 inputs & 7stn+4hb outputs | Ch1=1300nm multi-mode, Ch2=850nm multi-mode, 16 inputs & 7stn+4hb outputs | Ch1=1300nm multi-mode, Ch2=850nm multi-mode, 16 inputs & 7stn+4hb outputs | Ch1=1300nm multi-mode, Ch2=850nm multi-mode, 16 inputs & 7stn+4hb outputs | Ch1=1300nm multi-mode, Ch2=850nm multi-mode, 16 inputs & 7stn+4hb outputs
[16 empty] | Ch1=1550nm single-mode , Ch2=850nm multi-mode + High Break (Not yet available) | Ch1=1550nm single-mode , Ch2=850nm multi-mode + High Break | Ch1=1550nm single-mode , Ch2=850nm multi-mode + High Break | Ch1=1550nm single-mode, Ch2=850nm multi-mode, 16 inputs & 7stn+4hb outputs | Ch1=1550nm single-mode, Ch2=850nm multi-mode, 16 inputs & 7stn+4hb outputs | Ch1=1550nm single-mode, Ch2=850nm multi-mode, 16 inputs & 7stn+4hb outputs | Ch1=1550nm single-mode, Ch2=850nm multi-mode, 16 inputs & 7stn+4hb outputs |  | Ch1=1550nm single-mode, Ch2=850nm multi-mode, 16 inputs & 7stn+4hb outputs | Ch1=1550nm single-mode, Ch2=850nm multi-mode, 16 inputs & 7stn+4hb outputs | Ch1=1550nm single-mode, Ch2=850nm multi-mode, 16 inputs & 7stn+4hb outputs |  | Ch1=1550nm single-mode, Ch2=850nm multi-mode, 16 inputs & 7stn+4hb outputs | Ch1=1550nm single-mode, Ch2=850nm multi-mode, 16 inputs & 7stn+4hb outputs | Ch1=1550nm single-mode, Ch2=850nm multi-mode, 16 inputs & 7stn+4hb outputs | Ch1=1550nm single-mode, Ch2=850nm multi-mode, 16 inputs & 7stn+4hb outputs | Ch1=1550nm single-mode, Ch2=850nm multi-mode, 16 inputs & 7stn+4hb outputs | Ch1=1550nm single-mode, Ch2=850nm multi-mode, 16 inputs & 7stn+4hb outputs | Ch1=1550nm single-mode, Ch2=850nm multi-mode, 16 inputs & 7stn+4hb outputs | Ch1=1550nm single-mode, Ch2=850nm multi-mode, 16 inputs & 7stn+4hb outputs | Ch1=1550nm single-mode, Ch2=850nm multi-mode, 16 inputs & 7stn+4hb outputs | Ch1=1550nm single-mode, Ch2=850nm multi-mode, 16 inputs & 7stn+4hb outputs | Ch1=1550nm single-mode, Ch2=850nm multi-mode, 16 inputs & 7stn+4hb outputs | Ch1=1550nm single-mode, Ch2=850nm multi-mode, 16 inputs & 7stn+4hb outputs
| R | R | R | R | R | R | R | R | R | R | R | R | R | R | R | * | S | S | S | S | S | S | 5 | S | S | S | 5 | S | S | S | S | S | S | S | S | S | S | S | S
| R | R | R | R | R | R | R | R | R | R | R | R | R | R | R | * | T | T | T | T | T | T | 5 | T | T | T | 5 | T | T | T | T | T | T | T | T | T | T | T | T
| R | R | R | R | R | R | R | R | R | R | R | R | R | R | R | * | U | U | U | U | U | U | 5 | U | U | U | 5 | U | U | U | U | U | U | U | U | U | U | U | U
| R | R | R | R | R | R | R | R | R | R | R | R | R | R | R | * | V | V | V | V | V | V | 5 | V | V | V | 5 | V | V | V | V | V | V | V | V | V | V | V | V
| R | R | R | R | R | R | R | R | R | R | R | R | R | R | R | * | W | W | W | W | W | W | 5 | W | W | W | 5 | W | W | W | W | W | W | W | W | W | W | W | W
| R | R | R | R | R | R | R | R | R | R | R | R | R | R | R | * | X | X | X | X | X | X | 5 | X | X | X | 5 | X | X | X | X | X | X | X | X | X | X | X | X
| R | R | R | R | R | R | R | R | R | R | R | R | R | R | R | * | * | * | * | * | * | * | 5 | * | * | * | 5 | * | * | * | * | * | * | * | * | * | * | * | *
| R | R | R | R | R | R | R | R | R | R | R | R | R | R | R | * | Z | Z | Z | Z | Z | Z | 5 | Z | Z | Z | 5 | Z | Z | Z | Z | Z | Z | Z | Z | Z | Z | Z | Z
| R | R | R | R | R | R | R | R | R | R | R | R | R | R | R | * | 0 | 0 | 0 | 0 | 0 | 0 | 5 | 0 | 0 | 0 | 5 | 0 | 0 | 0 | 0 | 0 | 0 | 0 | 0 | 0 | 0 | 0 | 0
| R | R | R | R | R | R | R | R | R | R | R | R | R | R | R | * | 1 | 1 | 1 | 1 | 1 | 1 | 5 | 1 | 1 | 1 | 5 | 1 | 1 | 1 | 1 | 1 | 1 | 1 | 1 | 1 | 1 | 1 | 1
| R | R | R | R | R | R | R | R | R | R | R | R | R | R | R | * | 2 | 2 | 2 | 2 | 2 | 2 | 5 | 2 | 2 | 2 | 5 | 2 | 2 | 2 | 2 | 2 | 2 | 2 | 2 | 2 | 2 | 2 | 2
| R | R | R | R | R | R | R | R | R | R | R | R | R | R | R | * | 3 | 3 | 3 | 3 | 3 | 3 | 5 | 3 | 3 | 3 | 5 | 3 | 3 | 3 | 3 | 3 | 3 | 3 | 3 | 3 | 3 | 3 | 3
| R | R | R | R | R | R | R | R | R | R | R | R | R | R | R | * | 4 | 4 | 4 | 4 | 4 | 4 | 5 | 4 | 4 | 4 | 5 | 4 | 4 | 4 | 4 | 4 | 4 | 4 | 4 | 4 | 4 | 4 | 4
| R | R | R | R | R | R | R | R | R | R | R | R | R | R | R | * | 5 | 5 | 5 | 5 | 5 | 5 | 5 | 5 | 5 | 5 | 5 | 5 | 5 | 5 | 5 | 5 | 5 | 5 | 5 | 5 | 5 | 5 | 5
Product Specific Options (Part 3 of 3) | Dual | Dual | Dual | Dual | Dual | Dual | Dual | Dual | Dual | Dual | Dual | Dual | Dual | Dual | Dual | Dual | Dual | Dual | Dual | Dual | Dual | Dual | Dual | Dual | Dual | Dual | Dual | Dual | Dual | Dual | Dual | Dual | Dual | Dual | Dual | Dual | Dual | Dual | Dual
| Single | Single | Single | Single | Single | Single | Single | Single | Single | Single | Single | Single | Single | Single | Single | Single | Single | Single | Single | Single | Single | Single | Single | Single | Single | Single | Single | Single | Single | Single | Single | Single | Single | Single | Single | Single | Single | Single | Single
| Dual | Dual | Dual | Dual | Dual | Dual | Dual | Dual | Dual | Dual | Dual | Dual | Dual | Dual | Dual | Dual | Dual | Dual | Dual | Dual | Dual | Dual | Dual | Dual | Dual | Dual | Dual | Dual | Dual | Dual | Dual | Dual | Dual | Dual | Dual | Dual | Dual | Dual | Dual
| Single | Single | Single | Single | Single | Single | Single | Single | Single | Single | Single | Single | Single | Single | Single | Single | Single | Single | Single | Single | Single | Single | Single | Single | Single | Single | Single | Single | Single | Single | Single | Single | Single | Single | Single | Single | Single | Single | Single
| Dual | Dual | Dual | Dual | Dual | Dual | Dual | Dual | Dual | Dual | Dual | Dual | Dual | Dual | Dual | Dual | Dual | Dual | Dual | Dual | Dual | Dual | Dual | Dual | Dual | Dual | Dual | Dual | Dual | Dual | Dual | Dual | Dual | Dual | Dual | Dual | Dual | Dual | Dual
| Single | Single | Single | Single | Single | Single | Single | Single | Single | Single | Single | Single | Single | Single | Single | Single | Single | Single | Single | Single | Single | Single | Single | Single | Single | Single | Single | Single | Single | Single | Single | Single | Single | Single | Single | Single | Single | Single | Single
| Dual | Dual | Dual | Dual | Dual | Dual | Dual | Dual | Dual | Dual | Dual | Dual | Dual | Dual | Dual | Dual | Dual | Dual | Dual | Dual | Dual | Dual | Dual | Dual | Dual | Dual | Dual | Dual | Dual | Dual | Dual | Dual | Dual | Dual | Dual | Dual | Dual | Dual | Dual
[13 empty] | Dual | Dual | Dual | Dual | Dual | Dual | Dual | Dual | Dual | Dual | Dual | Dual | Dual | Dual | Dual | Dual | Dual | Dual | Dual | Dual | Dual | Dual | Dual | Dual | Dual | Dual | Dual
[13 empty] | Dual | Dual | Dual | Dual | Dual | Dual | Dual | Dual | Dual | Dual | Dual | Dual | Dual | Dual | Dual | Dual | Dual | Dual | Dual | Dual | Dual | Dual | Dual | Dual | Dual | Dual | Dual
[13 empty] | Dual | Dual | Dual | Dual | Dual | Dual | Dual | Dual | Dual | Dual | Dual | Dual | Dual | Dual | Dual | Dual | Dual | Dual | Dual | Dual | Dual | Dual | Dual | Dual | Dual | Dual | Dual
[14 empty] | Dual | Dual | Dual | Dual | Dual | Dual | Dual | Dual | Dual | Dual | Dual | Dual | Dual | Dual | Dual | Dual | Dual | Dual | Dual | Dual | Dual | Dual | Dual | Dual | Dual | Dual
[14 empty] | Dual | Dual | Dual | Dual | Dual | Dual | Dual | Dual | Dual | Dual | Dual | Dual | Dual | Dual | Dual | Dual | Dual | Dual | Dual | Dual | Dual | Dual | Dual | Dual | Dual | Dual
[14 empty] | Dual | Dual | Dual | Dual | Dual | Dual | Dual | Dual | Dual | Dual | Dual | Dual | Dual | Dual | Dual | Dual | Dual | Dual | Dual | Dual | Dual | Dual | Dual | Dual | Dual | Dual
[16 empty] | Dual | Dual | Dual | Dual | Dual | Dual | Dual | Dual | Dual | Dual | Dual | Dual | Dual | Dual | Dual | Dual | Dual | Dual | Dual | Dual | Dual | Dual | Dual | Dual
[16 empty] | Single | Single | Single | Single | Single | Single | Single | Single | Single | Single | Single | Single | Single | Single | Single | Single | Single | Single | Single | Single | Single | Single | Single | Single
[16 empty] | Dual | Dual | Dual | Dual | Dual | Dual | Dual | Dual | Dual | Dual | Dual | Dual | Dual | Dual | Dual | Dual | Dual | Dual | Dual | Dual | Dual | Dual | Dual | Dual
[16 empty] | Single | Single | Single | Single | Single | Single | Single | Single | Single | Single | Single | Single | Single | Single | Single | Single | Single | Single | Single | Single | Single | Single | Single | Single
[16 empty] | Dual | Dual | Dual | Dual | Dual | Dual | Dual | Dual | Dual | Dual | Dual | Dual | Dual | Dual | Dual | Dual | Dual | Dual | Dual | Dual | Dual | Dual | Dual | Dual
[16 empty] | Single | Single | Single | Single | Single | Single | Single | Single | Single | Single | Single | Single | Single | Single | Single | Single | Single | Single | Single | Single | Single | Single | Single | Single
[16 empty] | Dual | Dual | Dual | Dual | Dual | Dual | Dual | Dual | Dual | Dual | Dual | Dual | Dual | Dual | Dual | Dual | Dual | Dual | Dual | Dual | Dual | Dual | Dual | Dual
[16 empty] | Dual | Dual | Dual | Dual | Dual | Dual | Dual | Dual | Dual | Dual | Dual | Dual | Dual | Dual | Dual | Dual | Dual | Dual | Dual | Dual | Dual | Dual | Dual | Dual
[16 empty] | Dual | Dual | Dual | Dual | Dual | Dual | Dual | Dual | Dual | Dual | Dual | Dual | Dual | Dual | Dual | Dual | Dual | Dual | Dual | Dual | Dual | Dual | Dual | Dual
[16 empty] | Dual | Dual | Dual | Dual | Dual | Dual | Dual | Dual | Dual | Dual | Dual | Dual | Dual | Dual | Dual | Dual | Dual | Dual | Dual | Dual | Dual | Dual | Dual | Dual
[16 empty] | Dual | Dual | Dual | Dual | Dual | Dual | Dual | Dual | Dual | Dual | Dual | Dual | Dual | Dual | Dual | Dual | Dual | Dual | Dual | Dual | Dual | Dual | Dual | Dual
[16 empty] | Dual | Dual | Dual | Dual | Dual | Dual | Dual | Dual | Dual | Dual | Dual | Dual | Dual | Dual | Dual | Dual | Dual | Dual | Dual | Dual | Dual | Dual | Dual | Dual
[16 empty] | Dual | Dual | Dual | Dual | Dual | Dual | Dual | Dual | Dual | Dual | Dual | Dual | Dual | Dual | Dual | Dual | Dual | Dual | Dual | Dual | Dual | Dual | Dual | Dual
Comms Options | Standard - None | Standard - None | Standard - None | Standard - None | Standard - None | Standard - None | Standard - None | Standard - None | Standard - None | Standard - None | Standard - None | Standard - None | Standard - None | Standard - None | Standard - None | Standard - None | Standard - None | Standard - None | Standard - None | Standard - None | Standard - None | Standard - None | Standard - None | Standard - None | Standard - None | Standard - None | Standard - None | Standard - None | Standard - None | Standard - None | Standard - None | Standard - None | Standard - None | Standard - None | Standard - None | Standard - None | Standard - None | Standard - None | Standard - None | Redundant Ethernet PRP/HSR/RSTP/Failover, 2 multi-mode fibre ports + Modulated/Un-Modulated IRIG-B
| IRIG-B Only | IRIG-B Only | IRIG-B Only | IRIG-B Only | IRIG-B Only | IRIG-B Only | IRIG-B Only | IRIG-B Only | IRIG-B Only | IRIG-B Only | IRIG-B Only | IRIG-B Only | IRIG-B Only | IRIG-B Only | IRIG-B Only | IRIG-B only (Modulated) | IRIG-B only (Modulated) | IRIG-B only (Modulated) | IRIG-B only (Modulated) | IRIG-B only (Modulated) | IRIG-B only (Modulated) | IRIG-B only (Modulated) | IRIG-B only (Modulated) | IRIG-B only (Modulated) | IRIG-B only (Modulated) | IRIG-B only (Modulated) | IRIG-B only (Modulated) | IRIG-B only (Modulated) | IRIG-B only (Modulated) | IRIG-B only (Modulated) | IRIG-B only (Modulated) | IRIG-B only (Modulated) | IRIG-B only (Modulated) | IRIG-B only (Modulated) | IRIG-B only (Modulated) | IRIG-B only (Modulated) | IRIG-B only (Modulated) | IRIG-B only (Modulated) | IRIG-B only (Modulated) | Redundant Ethernet PRP/HSR/RSTP/Failover, 2 copper ports RJ45 + Modulated/Un-Modulated IRIG-B
| Fibre Optic Converter Only (Withdrawn) | Fibre Optic Converter Only (Withdrawn) | Fibre Optic Converter Only (Withdrawn) | Fibre Optic Converter Only (Withdrawn) | Fibre Optic Converter Only (Withdrawn) | Fibre Optic Converter Only (Withdrawn) | Fibre Optic Converter Only (Withdrawn) | Fibre Optic Converter Only (Withdrawn) | Fibre Optic Converter Only (Withdrawn) | Fibre Optic Converter Only (Withdrawn) | Fibre Optic Converter Only (Withdrawn) | Fibre Optic Converter Only (Withdrawn) | Fibre Optic Converter Only (Withdrawn) | Fibre Optic Converter Only (Withdrawn) | Fibre Optic Converter Only (Withdrawn) | Fibre Optic Converter Only (Withdrawn) | Fibre Optic Converter Only (Withdrawn) | Fibre Optic Converter Only (Withdrawn) | Fibre Optic Converter Only (Withdrawn) | Fibre Optic Converter Only (Withdrawn) | Fibre Optic Converter Only (Withdrawn) | Fibre Optic Converter Only (Withdrawn) | Fibre Optic Converter Only (Withdrawn) | Fibre Optic Converter Only (Withdrawn) | Fibre Optic Converter Only (Withdrawn) | Fibre Optic Converter Only (Withdrawn) | Fibre Optic Converter Only (Withdrawn) | Fibre Optic Converter Only (Withdrawn) | Fibre Optic Converter Only (Withdrawn) | IRIG-B (Modulated) & Fibre Optic Converter | Fibre Optic Converter Only (Withdrawn) | Fibre Optic Converter Only (Withdrawn) | Fibre Optic Converter Only (Withdrawn) | Fibre Optic Converter Only (Withdrawn) | Fibre Optic Converter Only (Withdrawn) | Fibre Optic Converter Only (Withdrawn) | Fibre Optic Converter Only (Withdrawn) | Fibre Optic Converter Only (Withdrawn) | IRIG-B (Modulated) & Fibre Optic Converter | Redundant Ethernet PRP/HSR/RSTP/Failover, 1 copper port RJ45 + 1 multi-mode fibre port + Modulated/Un-Modulated IRIG-B
| IRIG-B (Modulated) & Fibre Optic Converter | IRIG-B (Modulated) & Fibre Optic Converter | IRIG-B (Modulated) & Fibre Optic Converter | IRIG-B (Modulated) & Fibre Optic Converter | IRIG-B (Modulated) & Fibre Optic Converter | IRIG-B (Modulated) & Fibre Optic Converter | IRIG-B (Modulated) & Fibre Optic Converter | IRIG-B (Modulated) & Fibre Optic Converter | IRIG-B (Modulated) & Fibre Optic Converter | IRIG-B (Modulated) & Fibre Optic Converter | IRIG-B (Modulated) & Fibre Optic Converter | IRIG-B (Modulated) & Fibre Optic Converter | IRIG-B (Modulated) & Fibre Optic Converter | IRIG-B (Modulated) & Fibre Optic Converter | IRIG-B (Modulated) & Fibre Optic Converter | IRIG-B (Modulated) & Fibre Optic Converter | IRIG-B (Modulated) & Fibre Optic Converter | IRIG-B (Modulated) & Fibre Optic Converter | IRIG-B (Modulated) & Fibre Optic Converter | IRIG-B (Modulated) & Fibre Optic Converter | IRIG-B (Modulated) & Fibre Optic Converter | IRIG-B (Modulated) & Fibre Optic Converter | IRIG-B (Modulated) & Fibre Optic Converter | IRIG-B (Modulated) & Fibre Optic Converter | IRIG-B (Modulated) & Fibre Optic Converter | IRIG-B (Modulated) & Fibre Optic Converter | IRIG-B (Modulated) & Fibre Optic Converter | IRIG-B (Modulated) & Fibre Optic Converter | IRIG-B (Modulated) & Fibre Optic Converter | IRIG-B (Un-modulated) - Withdrawn | IRIG-B (Modulated) & Fibre Optic Converter | IRIG-B (Modulated) & Fibre Optic Converter | IRIG-B (Modulated) & Fibre Optic Converter | IRIG-B (Modulated) & Fibre Optic Converter | IRIG-B (Modulated) & Fibre Optic Converter | IRIG-B (Modulated) & Fibre Optic Converter | IRIG-B (Modulated) & Fibre Optic Converter | IRIG-B (Modulated) & Fibre Optic Converter | IRIG-B (Un-modulated) - Withdrawn
[5 empty] | Second Rear Comms | Second Rear Comms | Second Rear Comms | Second Rear Comms | Second Rear Comms | Ethernet (10Mbps) - (Withdrawn) | Ethernet (10Mbps) - (Withdrawn) | Ethernet (10Mbps) - (Withdrawn) | Ethernet (10Mbps) - (Withdrawn) | Ethernet (10Mbps) - (Withdrawn) | Ethernet (10Mbps) - (Withdrawn) | Second Rear Comms | Second Rear Comms | Ethernet (100Mbit/s) | Ethernet (100Mbit/s) | Ethernet (100Mbit/s) | Ethernet (100Mbit/s) | Ethernet (100Mbit/s) | Ethernet (100Mbit/s) | Ethernet (100Mbit/s) | Ethernet (100Mbit/s) | Ethernet (100Mbit/s) | Ethernet (100Mbit/s) | Ethernet (100Mbit/s) | Ethernet (100Mbit/s) | InterMiCOM + Courier Rear Port - Withdrawn | Ethernet (100Mbit/s) | Ethernet (100Mbit/s) | Ethernet (100Mbit/s) | Ethernet (100Mbit/s) | Ethernet (100Mbit/s) | Ethernet (100Mbit/s) | Ethernet (100Mbit/s) | Ethernet (100Mbit/s) | InterMiCOM + Courier Rear Port - Withdrawn
[5 empty] | IRIG-B (Modulated) plus Second Rear Comms | IRIG-B (Modulated) plus Second Rear Comms | IRIG-B (Modulated) plus Second Rear Comms | IRIG-B (Modulated) plus Second Rear Comms | IRIG-B (Modulated) plus Second Rear Comms | Ethernet (100Mbps) | Ethernet (100Mbps) | Ethernet (100Mbps) | Ethernet (100Mbps) | Ethernet (100Mbps) | Ethernet (100Mbps) | IRIG-B (Modulated) plus Second Rear Comms | IRIG-B (Modulated) plus Second Rear Comms | Second Rear Comms | Second Rear Comms | Second Rear Comms | Second Rear Comms | Ethernet (100Mbit/s) plus IRIG-B (Modulated) | Ethernet (100Mbit/s) plus IRIG-B (Modulated) | Ethernet (100Mbit/s) plus IRIG-B (Modulated) | Ethernet (100Mbit/s) plus IRIG-B (Modulated) | Ethernet (100Mbit/s) plus IRIG-B (Modulated) | Ethernet (100Mbit/s) plus IRIG-B (Modulated) | Ethernet (100Mbit/s) plus IRIG-B (Modulated) | Ethernet (100Mbit/s) plus IRIG-B (Modulated) | InterMiCOM + Courier Rear Port + IRIG-B modulated | Ethernet (100Mbit/s) plus IRIG-B (Modulated) | Ethernet (100Mbit/s) plus IRIG-B (Modulated) | Ethernet (100Mbit/s) plus IRIG-B (Modulated) | Ethernet (100Mbit/s) plus IRIG-B (Modulated) | Ethernet (100Mbit/s) plus IRIG-B (Modulated) | Ethernet (100Mbit/s) plus IRIG-B (Modulated) | Ethernet (100Mbit/s) plus IRIG-B (Modulated) | Ethernet (100Mbit/s) plus IRIG-B (Modulated) | InterMiCOM + Courier Rear Port + IRIG-B modulated
[10 empty] | Second Rear Comms | Second Rear Comms | Second Rear Comms | Second Rear Comms | Second Rear Comms | Second Rear Comms |  | IRIG-B (Un-modulated) - Withdrawn | IRIG-B (Modulated) plus Second Rear Comms | IRIG-B (Modulated) plus Second Rear Comms | IRIG-B (Modulated) plus Second Rear Comms | IRIG-B (Modulated) plus Second Rear Comms | Ethernet (100Mbit/s) plus IRIG-B (Un-modulated) | Ethernet (100Mbit/s) plus IRIG-B (Un-modulated) | Ethernet (100Mbit/s) plus IRIG-B (Un-modulated) | Ethernet (100Mbit/s) plus IRIG-B (Un-modulated) | Ethernet (100Mbit/s) plus IRIG-B (Un-modulated) | Ethernet (100Mbit/s) plus IRIG-B (Un-modulated) | Ethernet (100Mbit/s) plus IRIG-B (Un-modulated) | Ethernet (100Mbit/s) plus IRIG-B (Un-modulated) | Redundant Ethernet PRP/HSR/RSTP/Failover, 2 multi-mode fibre ports + Modulated/Un-Modulated IRIG-B (withdrawn) | Ethernet (100Mbit/s) plus IRIG-B (Un-modulated) | Ethernet (100Mbit/s) plus IRIG-B (Un-modulated) | Ethernet (100Mbit/s) plus IRIG-B (Un-modulated) | Ethernet (100Mbit/s) plus IRIG-B (Un-modulated) | Ethernet (100Mbit/s) plus IRIG-B (Un-modulated) | Ethernet (100Mbit/s) plus IRIG-B (Un-modulated) | Ethernet (100Mbit/s) plus IRIG-B (Un-modulated) | Ethernet (100Mbit/s) plus IRIG-B (Un-modulated) | Redundant Ethernet PRP/HSR/RSTP/Failover, 2 multi-mode fibre ports + Modulated/Un-Modulated IRIG-B (withdrawn)
[10 empty] | IRIG-B (Modulated) plus Second Rear Comms | IRIG-B (Modulated) plus Second Rear Comms | IRIG-B (Modulated) plus Second Rear Comms | IRIG-B (Modulated) plus Second Rear Comms | IRIG-B (Modulated) plus Second Rear Comms | IRIG-B (Modulated) plus Second Rear Comms |  |  | Ethernet (100Mbit/s) plus IRIG-B (Modulated) | Ethernet (100Mbit/s) plus IRIG-B (Modulated) | Ethernet (100Mbit/s) plus IRIG-B (Modulated) | Ethernet (100Mbit/s) plus IRIG-B (Modulated) | IRIG-B (Un-modulated) - Withdrawn | IRIG-B (Un-modulated) - Withdrawn | IRIG-B (Un-modulated) - Withdrawn | IRIG-B (Un-modulated) - Withdrawn | IRIG-B (Un-modulated) - Withdrawn | IRIG-B (Un-modulated) - Withdrawn | IRIG-B (Un-modulated) - Withdrawn | IRIG-B (Un-modulated) - Withdrawn | Redundant Ethernet PRP/HSR/RSTP/Failover, 2 copper ports RJ45 + Modulated/Un-Modulated IRIG-B (withdrawn) | IRIG-B (Un-modulated) - Withdrawn | IRIG-B (Un-modulated) - Withdrawn | IRIG-B (Un-modulated) - Withdrawn | IRIG-B (Un-modulated) - Withdrawn | IRIG-B (Un-modulated) - Withdrawn | IRIG-B (Un-modulated) - Withdrawn | IRIG-B (Un-modulated) - Withdrawn | IRIG-B (Un-modulated) - Withdrawn | Redundant Ethernet PRP/HSR/RSTP/Failover, 2 copper ports RJ45 + Modulated/Un-Modulated IRIG-B (withdrawn)
[18 empty] | Ethernet (100Mbit/s) plus IRIG-B (Un-modulated) | Ethernet (100Mbit/s) plus IRIG-B (Un-modulated) | Ethernet (100Mbit/s) plus IRIG-B (Un-modulated) | Ethernet (100Mbit/s) plus IRIG-B (Un-modulated) | InterMiCOM + Courier Rear Port - Withdrawn | InterMiCOM + Courier Rear Port - Withdrawn | InterMiCOM + Courier Rear Port - Withdrawn | InterMiCOM + Courier Rear Port - Withdrawn | InterMiCOM + Courier Rear Port - Withdrawn | InterMiCOM + Courier Rear Port - Withdrawn | InterMiCOM + Courier Rear Port - Withdrawn | InterMiCOM + Courier Rear Port | Redundant Ethernet PRP/HSR/RSTP/Failover, 1 copper port RJ45 + 1 multi-mode fibre port + Modulated/Un-Modulated IRIG-B (withdrawn) | InterMiCOM + Courier Rear Port - Withdrawn | InterMiCOM + Courier Rear Port - Withdrawn | InterMiCOM + Courier Rear Port - Withdrawn | InterMiCOM + Courier Rear Port - Withdrawn | InterMiCOM + Courier Rear Port - Withdrawn | InterMiCOM + Courier Rear Port - Withdrawn | InterMiCOM + Courier Rear Port - Withdrawn | InterMiCOM + Courier Rear Port - Withdrawn | Redundant Ethernet PRP/HSR/RSTP/Failover, 1 copper port RJ45 + 1 multi-mode fibre port + Modulated/Un-Modulated IRIG-B (withdrawn)
[18 empty] | IRIG-B (Un-modulated) - Withdrawn | IRIG-B (Un-modulated) - Withdrawn | IRIG-B (Un-modulated) - Withdrawn | IRIG-B (Un-modulated) - Withdrawn | InterMiCOM + Courier Rear Port + IRIG-B modulated | InterMiCOM + Courier Rear Port + IRIG-B modulated | InterMiCOM + Courier Rear Port + IRIG-B modulated | InterMiCOM + Courier Rear Port + IRIG-B modulated | InterMiCOM + Courier Rear Port + IRIG-B modulated | InterMiCOM + Courier Rear Port + IRIG-B modulated | InterMiCOM + Courier Rear Port + IRIG-B modulated | InterMiCOM + Courier Rear Port + IRIG-B modulated |  | InterMiCOM + Courier Rear Port + IRIG-B modulated | InterMiCOM + Courier Rear Port + IRIG-B modulated | InterMiCOM + Courier Rear Port + IRIG-B modulated | InterMiCOM + Courier Rear Port + IRIG-B modulated | InterMiCOM + Courier Rear Port + IRIG-B modulated | InterMiCOM + Courier Rear Port + IRIG-B modulated | InterMiCOM + Courier Rear Port + IRIG-B modulated | InterMiCOM + Courier Rear Port + IRIG-B modulated
| 1 | 1 | 1 | 1 | [35 empty] | * | bar: A to J
| 2 | 2 | 2 | 2 | 2 | 2 | 2 | 2 | 2 | 2 | 2 | 2 | 2 | 2 | 2 | 2 | 2 | 2 | 2 | 2 | 2 | 2 | 2 | 2 | 2 | 2 | 2 | 2 | 2 | 2 | 2 | 2 | 2 | 2 | 2 | 2 | 2 | 2 | 2 | *
| * | * | * | * | * | * | * | * | * | * | * | * | * | * | * | * | * | * | * | * | * | * | * | * | * | * | * | * | * | 4 | * | * | * | * | * | * | * | * | 4 | *
| 4 | 4 | 4 | 4 | 4 | 4 | 4 | 4 | 4 | 4 | 4 | 4 | 4 | 4 | 4 | 4 | 4 | 4 | 4 | 4 | 4 | 4 | 4 | 4 | 4 | 4 | 4 | 4 | 4 | * | 4 | 4 | 4 | 4 | 4 | 4 | 4 | 4 | * | *
| 4 | 4 | 4 | 4 | 7 | 7 | 7 | 7 | 7 | * | * | * | * | * | * | 7 | 7 | 6 | 6 | 6 | 6 | 6 | 6 | 6 | 6 | 6 | 6 | 6 | 6 | * | 6 | 6 | 6 | 6 | 6 | 6 | 6 | 6 | *
| 4 | 4 | 4 | 4 | 8 | 8 | 8 | 8 | 8 | 6 | 6 | 6 | 6 | 6 | 6 | 8 | 8 | 7 | 7 | 7 | 7 | A | A | A | A | A | A | A | A | F | A | A | A | A | A | A | A | A | F
| 4 | 4 | 4 | 4 | 8 | 8 | 8 | 8 | 8 | 7 | 7 | 7 | 7 | 7 | 7 | 8 | * | 8 | 8 | 8 | 8 | B | B | B | B | B | B | B | B | * | B | B | B | B | B | B | B | B | *
| 4 | 4 | 4 | 4 | 8 | 8 | 8 | 8 | 8 | 8 | 8 | 8 | 8 | 8 | 8 | 8 | * | A | A | A | A | * | * | * | * | * | * | * | * | * | * | * | * | * | * | * | * | * | *
| 4 | 4 | 4 | 4 | 8 | 8 | 8 | 8 | 8 | 8 | 8 | 8 | 8 | 8 | 8 | 8 | * | B | B | B | B | * | * | * | * | * | * | * | * | * | * | * | * | * | * | * | * | * | *
| 4 | 4 | 4 | 4 | 8 | 8 | 8 | 8 | 8 | 8 | 8 | 8 | 8 | 8 | 8 | 8 | * | * | * | * | * | F | F | F | F | F | F | F | F | * | F | F | F | F | F | F | F | F | *
Protocol; VDEW | IEC60870-5-103 (VDEW) | IEC60870-5-103 (VDEW) | IEC60870-5-103 (VDEW) | IEC60870-5-103 (VDEW) | IEC60870-5-103 (VDEW) | IEC60870-5-103 (VDEW) | IEC60870-5-103 (VDEW) | IEC60870-5-103 (VDEW) | IEC60870-5-103 (VDEW) | IEC60870-5-103 (VDEW) | IEC60870-5-103 (VDEW) | IEC60870-5-103 (VDEW) | IEC60870-5-103 (VDEW) | IEC60870-5-103 (VDEW) | K-Bus | K-Bus | K-Bus | K-Bus | K-Bus | K-Bus | K-Bus | K-Bus | K-Bus | K-Bus | K-Bus | K-Bus | K-Bus | K-Bus | K-Bus | K-Bus | K-Bus | K-Bus | K-Bus | K-Bus | K-Bus | K-Bus | K-Bus | K-Bus | K-Bus
[15 empty] | Modbus | IEC60870-5-103 (VDEW) | IEC60870-5-103 (VDEW) | IEC60870-5-103 (VDEW) | IEC60870-5-103 (VDEW) | IEC60870-5-103 (VDEW) | IEC60870-5-103 (VDEW) | IEC60870-5-103 (VDEW) | IEC60870-5-103 (VDEW) | IEC60870-5-103 (VDEW) | IEC60870-5-103 (VDEW) | IEC60870-5-103 (VDEW) | IEC60870-5-103 (VDEW) | IEC60870-5-103 (VDEW) | IEC60870-5-103 (VDEW) | IEC60870-5-103 (VDEW) | IEC60870-5-103 (VDEW) | IEC60870-5-103 (VDEW) | IEC60870-5-103 (VDEW) | IEC60870-5-103 (VDEW) | IEC60870-5-103 (VDEW) | IEC60870-5-103 (VDEW) | IEC60870-5-103 (VDEW) | IEC60870-5-103 (VDEW) | IEC60870-5-103 (VDEW)
[15 empty] | IEC60870-5-103 (VDEW) | DNP3.0 | DNP3.0 | DNP3.0 | DNP3.0 | DNP3.0 | DNP3.0 | DNP3.0 | DNP3.0 | DNP3.0 | DNP3.0 | DNP3.0 | DNP3.0 | DNP3.0 | DNP3.0 | DNP3.0 | DNP3.0 | DNP3.0 | DNP3.0 | DNP3.0 | DNP3.0 | DNP3.0 | DNP3.0 | DNP3.0 | DNP3.0
DNP3.0
| 3 | 3 | 3 | 3 | 3 | 3 | 3 | 3 | 3 | 3 | 3 | 3 | 3 | 3 | 1 | 1 | 1 | 1 | 1 | 1 | 1 | 1 | 1 | 1 | 1 | 1 | 1 | 1 | 1 | 1 | 1 | 1 | 1 | 1 | 1 | 1 | 1 | 1 | 1
| 3 | 3 | 3 | 3 | 3 | 3 | 3 | 3 | 3 | 3 | 3 | 3 | 3 | 3 | 2 | 3 | 3 | 3 | 3 | 3 | 3 | 3 | 3 | 3 | 3 | 3 | 3 | 3 | 3 | 3 | 3 | 3 | 3 | 3 | 3 | 3 | 3 | 3 | 3
| 3 | 3 | 3 | 3 | 3 | 3 | 3 | 3 | 3 | 3 | 3 | 3 | 3 | 3 | 3 | 4 | 4 | 4 | 4 | 4 | 4 | 4 | 4 | 4 | 4 | 4 | 4 | 4 | 4 | 4 | 4 | 4 | 4 | 4 | 4 | 4 | 4 | 4 | 4
| 3 | 3 | 3 | 3 | 3 | 3 | 3 | 3 | 3 | 3 | 3 | 3 | 3 | 3 | 4 | 4 | 4 | 4 | 4 | 4 | 4 | 4 | 4 | 4 | 4 | 4 | 4 | 4 | 4 | 4 | 4 | 4 | 4 | 4 | 4 | 4 | 4 | 4 | 4
Protocol; Modbus | K-Bus | K-Bus | K-Bus | K-Bus | K-Bus | K-Bus | K-Bus | K-Bus | K-Bus | K-Bus | K-Bus | K-Bus | K-Bus | K-Bus | K-Bus | K-Bus | K-Bus | K-Bus | K-Bus | K-Bus | K-Bus | K-Bus | K-Bus | K-Bus | K-Bus | K-Bus | K-Bus | K-Bus | K-Bus | K-Bus | K-Bus | K-Bus | K-Bus | K-Bus | K-Bus | K-Bus | K-Bus | K-Bus | K-Bus
| Modbus | Modbus | Modbus | Modbus | Modbus | Modbus | Modbus | Modbus | Modbus | Modbus | Modbus | Modbus | Modbus | Modbus | Modbus | IEC60870-5-103 (VDEW) | IEC60870-5-103 (VDEW) | IEC60870-5-103 (VDEW) | IEC60870-5-103 (VDEW) | IEC60870-5-103 (VDEW) | IEC60870-5-103 (VDEW) | IEC60870-5-103 (VDEW) | IEC60870-5-103 (VDEW) | IEC60870-5-103 (VDEW) | IEC60870-5-103 (VDEW) | IEC60870-5-103 (VDEW) | IEC60870-5-103 (VDEW) | IEC60870-5-103 (VDEW) | IEC60870-5-103 (VDEW) | IEC60870-5-103 (VDEW) | IEC60870-5-103 (VDEW) | IEC60870-5-103 (VDEW) | IEC60870-5-103 (VDEW) | IEC60870-5-103 (VDEW) | IEC60870-5-103 (VDEW) | IEC60870-5-103 (VDEW) | IEC60870-5-103 (VDEW) | IEC60870-5-103 (VDEW) | IEC60870-5-103 (VDEW)
| IEC60870-5-103 (VDEW) | IEC60870-5-103 (VDEW) | IEC60870-5-103 (VDEW) | IEC60870-5-103 (VDEW) | IEC60870-5-103 (VDEW) | IEC60870-5-103 (VDEW) | IEC60870-5-103 (VDEW) | IEC60870-5-103 (VDEW) | IEC60870-5-103 (VDEW) | IEC60870-5-103 (VDEW) | IEC60870-5-103 (VDEW) | IEC60870-5-103 (VDEW) | IEC60870-5-103 (VDEW) | IEC60870-5-103 (VDEW) | IEC60870-5-103 (VDEW) | DNP3.0 | DNP3.0 | DNP3.0 | DNP3.0 | DNP3.0 | DNP3.0 | DNP3.0 | DNP3.0 | DNP3.0 | DNP3.0 | DNP3.0 | DNP3.0 | DNP3.0 | DNP3.0 | DNP3.0 | DNP3.0 | DNP3.0 | DNP3.0 | DNP3.0 | DNP3.0 | DNP3.0 | DNP3.0 | DNP3.0 | DNP3.0
| DNP3.0 | DNP3.0 | DNP3.0 | DNP3.0 | A: DNP3.0; A: DNP3.0; A: DNP3.0; A: DNP3.0; A: DNP3.0; B: DNP3.0; B: DNP3.0; B: DNP3.0; B: DNP3.0; B: DNP3.0; G: DNP3.0
| 1 | 1 | 1 | 1 | bar: A to J
| 2 | 2 | 2 | 2 | 2 | 2 | 2 | 2 | 2 | 2 | 2 | 2 | 2 | 2 | 2 | 3 | 3 | 3 | 3 | 3 | 3 | 3 | 3 | 3 | 3 | 3 | 3 | 3 | 3 | 3 | 3 | 3 | 3 | 3 | 3 | 3 | 3 | 3 | 3
| 3 | 3 | 3 | 3 | 3 | 3 | 3 | 3 | 3 | 3 | 3 | 3 | 3 | 3 | 3 | 4 | 4 | 4 | 4 | 4 | 4 | 4 | 4 | 4 | 4 | 4 | 4 | 4 | 4 | 4 | 4 | 4 | 4 | 4 | 4 | 4 | 4 | 4 | 4
| 4 | 4 | 4 | 4 | 4 | 4 | 4 | 4 | 4 | 4 | 4 | 4 | 4 | 4 | 4 | 4 | 4 | 4 | 4 | 4 | 4 | 4 | 4 | 4 | 4 | 4 | 4 | 4 | 4 | 4 | 4 | 4 | 4 | 4 | 4 | 4 | 4 | 4 | 4
| 05 | 05 | 05 | 05 | 11 | 11 | 11 | 12 : Added second rear ports applications | 13 : Enhanced SRAM check coprocessor | 20 | 20 | 20 | 20 | 20 | 30 | 40 : Without Distance : Deliveries commencing 05/05/06 | 40 : Without Distance | 41 : Without Distance | 42 : Without Distance | 44 : Without Distance | 44 : Without Distance | 45 - Withdrawn | 45 - Withdrawn | 45 - Withdrawn | 45 - Withdrawn | 45 - Withdrawn | 45 - Withdrawn | 45 - Withdrawn | 45 - Withdrawn | 45 - Withdrawn | 45 - Withdrawn | 45 - Withdrawn | 45 - Withdrawn | 45 - Withdrawn | 45 - Withdrawn | 45 - Withdrawn | 45 - Withdrawn | 45 - Withdrawn | 45 - Withdrawn
| 05 | 05 | 05 | 05 | 11 | 11 | 11 | 12 | 13 | 20 | 20 | 20 | 20 | 20 | 30 | 40 | 40 | 41 | 42 | 44 | 44 | ** | ** | ** | ** | ** | ** | ** | ** | ** | ** | ** | ** | ** | ** | ** | ** | ** | **
| Multilingual - English, French, German, Spanish | English, French, German, Spanish | English, French, German, Spanish | English, French, German, Spanish | English, French, German, Spanish | English, French, German, Spanish | English, French, German, Spanish | English, French, German, Spanish | English, French, German, Spanish | English, French, German, Spanish | English, French, German, Spanish | English, French, German, Spanish | English, French, German, Spanish | English, French, German, Spanish | English, French, German, Spanish | English, French, German, Spanish | English, French, German, Spanish | English, French, German, Spanish | English, French, German, Spanish | English, French, German, Spanish | English, French, German, Spanish | English, French, German, Spanish | English, French, German, Spanish | English, French, German, Spanish | English, French, German, Spanish | English, French, German, Spanish | English, French, German, Spanish | English, French, German, Spanish | English, French, German, Spanish | English, French, German, Spanish | English, French, German, Spanish | English, French, German, Spanish | English, French, German, Spanish | English, French, German, Spanish | English, French, German, Spanish | English, French, German, Spanish | English, French, German, Spanish | English, French, German, Spanish | English, French, German, Spanish
[10 empty] | English, French, German, Russian | English, French, German, Russian | English, French, German, Russian | English, French, German, Russian | English, French, German, Russian | English, French, German, Russian | English, French, German, Russian | English, French, German, Russian | English, French, German, Russian | English, French, German, Russian | English, French, German, Russian | English, French, German, Russian | English, French, German, Russian | English, French, German, Russian | English, French, German, Russian | English, French, German, Russian | English, French, German, Russian | English, French, German, Russian | English, French, German, Russian | English, French, German, Russian | English, French, German, Russian | English, French, German, Russian | English, French, German, Russian | English, French, German, Russian | English, French, German, Russian | English, French, German, Russian | English, French, German, Russian | English, French, German, Russian | English, French, German, Russian | English, French, German, Russian
[18 empty] | Chinese, English or French via HMI, with English or French only via Communications port | Chinese, English or French via HMI, with English or French only via Communications port | Chinese, English or French via HMI, with English or French only via Communications port | Chinese, English or French via HMI, with English or French only via Communications port | Chinese, English or French via HMI, with English or French only via Communications port | Chinese, English or French via HMI, with English or French only via Communications port | Chinese, English or French via HMI, with English or French only via Communications port | Chinese, English or French via HMI, with English or French only via Communications port | English, Italian, Polish and Portuguese | Chinese, English or French via HMI, with English or French only via Communications port | Chinese, English or French via HMI, with English or French only via Communications port | English, Italian, Polish and Portuguese | English, Italian, Polish and Portuguese | English, Italian, Polish and Portuguese | English, Italian, Polish and Portuguese | English, Italian, Polish and Portuguese | English, Italian, Polish and Portuguese | English, Italian, Polish and Portuguese | English, Italian, Polish and Portuguese | English, Italian, Polish and Portuguese | English, Italian, Polish and Portuguese | English, Italian, Polish and Portuguese
[26 empty] | Chinese, English or French via HMI, with English or French only via Communications port |  |  | Chinese, English or French via HMI, with English or French only via Communications port | Chinese, English or French via HMI, with English or French only via Communications port- Withdrawn | Chinese, English or French via HMI, with English or French only via Communications port- Withdrawn | Chinese, English or French via HMI, with English or French only via Communications port | Chinese, English or French via HMI, with English or French only via Communications port | Chinese, English or French via HMI, with English or French only via Communications port | Chinese, English or French via HMI, with English or French only via Communications port | Chinese, English or French via HMI, with English or French only via Communications port | Chinese, English or French via HMI, with English or French only via Communications port | Chinese, English or French via HMI, with English or French only via Communications port- Withdrawn | Chinese, English or French via HMI, with English or French only via Communications port- Withdrawn
| 0 | 0 | 0 | 0 | 0 | 0 | 0 | 0 | 0 | 0 | 0 | 0 | 0 | 0 | 0 | 0 | 0 | 0 | 0 | 0 | 0 | 0 | 0 | 0 | 0 | 0 | 0 | 0 | 0 | 0 | 0 | 0 | 0 | 0 | 0 | 0 | 0 | 0 | 0
| 0 | 0 | 0 | 0 | 0 | 0 | 0 | 0 | 0 | 5 | 5 | 5 | 5 | 5 | 5 | 5 | 5 | 5 | 5 | 5 | 5 | 5 | 5 | 5 | 5 | 5 | 5 | 5 | 5 | 5 | 5 | 5 | 5 | 5 | 5 | 5 | 5 | 5 | 5
| 0 | 0 | 0 | 0 | 0 | 0 | 0 | 0 | 0 | 5 | 5 | 5 | 5 | 5 | 5 | 5 | 5 | C | C | C | C | C | C | C | C | 7 | C | C | 7 | 7 | 7 | 7 | 7 | 7 | 7 | 7 | 7 | 7 | 7
| 0 | 0 | 0 | 0 | 0 | 0 | 0 | 0 | 0 | 5 | 5 | 5 | 5 | 5 | 5 | 5 | 5 | C | C | C | C | C | C | C | C | C | C | C | C | * | * | C | C | C | C | C | C | C | *
| 0 | 0 | 0 | 0 | 0 | 0 | 0 | 0 | 0 | 5 | 5 | 5 | 5 | 5 | 5 | 5 | 5 | C | C | C | C | C | C | C | C | C | C | C | C | * | * | C | C | C | C | C | C | C | *
| 0 | 0 | 0 | 0 | 0 | 0 | 0 | 0 | 0 | 5 | 5 | 5 | 5 | 5 | 5 | 5 | 5 | C | C | C | C | C | C | C | C | C | C | C | C | * | * | C | C | C | C | C | C | C | *
54 Software release |  |  |  |  | J: DNP3.0 Over Ethernet with Courier rear port K-Bus/RS485 protocol; J: DNP3.0 Over Ethernet with Courier rear port K-Bus/RS485 protocol; J: DNP3.0 Over Ethernet with Courier rear port K-Bus/RS485 protocol; J: DNP3.0 Over Ethernet with Courier rear port K-Bus/RS485 protocol; J: DNP3.0 Over Ethernet with Courier rear port K-Bus/RS485 protocol; J: DNP3.0 Over Ethernet with Courier rear port K-Bus/RS485 protocol; J: DNP3.0 Over Ethernet with Courier rear port K-Bus/RS485 protocol; J: DNP3.0 Over Ethernet with Courier rear port K-Bus/RS485 protocol; J: DNP3.0 Over Ethernet with Courier rear port K-Bus/RS485 protocol; J: DNP3.0 Over Ethernet with Courier rear port K-Bus/RS485 protocol; J: DNP3.0 Over Ethernet with Courier rear port K-Bus/RS485 protocol; J: DNP3.0 Over Ethernet with Courier rear port K-Bus/RS485 protocol; J: DNP3.0 Over Ethernet with Courier rear port K-Bus/RS485 protocol; J: DNP3.0 Over Ethernet with Courier rear port K-Bus/RS485 protocol; J: DNP3.0 Over Ethernet with Courier rear port K-Bus/RS485 protocol; J: DNP3.0 Over Ethernet with Courier rear port K-Bus/RS485 protocol; J: DNP3.0 Over Ethernet with Courier rear port K-Bus/RS485 protocol; J: DNP3.0 Over Ethernet with Courier rear port K-Bus/RS485 protocol; J: DNP3.0 Over Ethernet with Courier rear port K-Bus/RS485 protocol
| 7 | 7 | 7 | 7 | 7 | 7 | 7 | 7 | 7 | 7 | 7 | 7 | 7 | 7 | 7 | 7 | 7 | 7 | 8 | 8 | 8 | 8 | 8 | 8 | 8 | 8 | 8 | 8 | 8 | 7 | 8 | 8 | 8 | 8 | 8 | 8 | 8 | 8 | 7
| 51 : With Distance | 51 : With Distance | 51 : With Distance | 51 : With Distance | 51 : With Distance | 51 : With Distance | 51 : With Distance | 51 : With Distance | 51 : With Distance | 51 : With Distance | 51 : With Distance | 51 : With Distance | 51 : With Distance | 51 : With Distance | 51 : With Distance | 51 : With Distance | 51 : With Distance | 51 : With Distance | 51 : With Distance | 52 : With Distance | 52 : With Distance | 54 : With Distance | 54 : With Distance | 54 : With Distance | 54 : With Distance | 54 : With Distance | 54 : Withdrawn | 54 : Withdrawn | 54 : Withdrawn | 54 : Withdrawn | 54 : Withdrawn | 54 : Withdrawn | 54 : Withdrawn | 54 : Withdrawn | 54 : Withdrawn | 54 : Withdrawn | 54 : Withdrawn | 54 : Withdrawn | 54 : Withdrawn
| 51 | 51 | 51 | 51 | 51 | 51 | 51 | 51 | 51 | 51 | 51 | 51 | 51 | 51 | 51 | 51 | 51 | 51 | 51 | 52 | 52 | 54 | 54 | 54 | 54 | 54 | ** | ** | ** | ** | ** | ** | ** | ** | ** | ** | ** | ** | **
| 41 : Without Distance | 41 : Without Distance | 41 : Without Distance | 41 : Without Distance | 41 : Without Distance | 41 : Without Distance | 41 : Without Distance | 41 : Without Distance | 41 : Without Distance | 41 : Without Distance | 41 : Without Distance | 41 : Without Distance | 41 : Without Distance | 41 : Without Distance | 41 : Without Distance | 41 : Without Distance | 41 : Without Distance | 41 : Without Distance | 41 : Without Distance | 42 : Without Distance | 42 : Without Distance | 44 : Without Distance | 44 : Without Distance | 44 : Without Distance | 44 : Without Distance | 44 : Without Distance | 44 : Withdrawn | 44 : Withdrawn | 44 : Withdrawn | 44 : Withdrawn | 44 : Withdrawn | 44 : Withdrawn | 44 : Withdrawn | 44 : Withdrawn | 44 : Withdrawn | 44 : Withdrawn | 44 : Withdrawn | 44 : Withdrawn | 44 : Withdrawn
| 41 | 41 | 41 | 41 | 41 | 41 | 41 | 41 | 41 | 41 | 41 | 41 | 41 | 41 | 41 | 41 | 41 | 41 | 41 | 42 | 42 | 44 | 44 | 44 | 44 | 44 | ** | ** | ** | ** | ** | ** | ** | ** | ** | ** | ** | ** | **
55 Software release | 51 : With Distance | 51 : With Distance | 51 : With Distance | 51 : With Distance | 51 : With Distance | 51 : With Distance | 51 : With Distance | 51 : With Distance | 51 : With Distance | 51 : With Distance | 51 : With Distance | 51 : With Distance | 51 : With Distance | 51 : With Distance | 51 : With Distance | 51 : With Distance | 51 : With Distance | 51 : With Distance | 51 : With Distance | 51 : With Distance | 51 : With Distance | 52 : With Distance | 52 : With Distance | 52 : With Distance | 52 : With Distance | 52 : With Distance | 52 : Withdrawn | 52 : Withdrawn | 52 : Withdrawn | 52 : Withdrawn | 52 : Withdrawn | 52 : Withdrawn | 52 : Withdrawn | 52 : Withdrawn | 52 : Withdrawn | 52 : Withdrawn | 52 : Withdrawn | 52 : Withdrawn | 52 : Withdrawn
| 51 | 51 | 51 | 51 | 51 | 51 | 51 | 51 | 51 | 51 | 51 | 51 | 51 | 51 | 51 | 51 | 51 | 51 | 51 | 51 | 51 | 52 | 52 | 52 | 52 | 52 | ** | ** | ** | ** | ** | ** | ** | ** | ** | ** | ** | ** | **
| 41 : Without Distance | 41 : Without Distance | 41 : Without Distance | 41 : Without Distance | 41 : Without Distance | 41 : Without Distance | 41 : Without Distance | 41 : Without Distance | 41 : Without Distance | 41 : Without Distance | 41 : Without Distance | 41 : Without Distance | 41 : Without Distance | 41 : Without Distance | 41 : Without Distance | 41 : Without Distance | 41 : Without Distance | 41 : Without Distance | 41 : Without Distance | 41 : Without Distance | 41 : Without Distance | 42 : Without Distance | 42 : Without Distance | 42 : Without Distance | 42 : Without Distance | 42 : Without Distance | 42 : Withdrawn | 42 : Withdrawn | 42 : Withdrawn | 42 : Withdrawn | 42 : Withdrawn | 42 : Withdrawn | 42 : Withdrawn | 42 : Withdrawn | 42 : Withdrawn | 42 : Withdrawn | 42 : Withdrawn | 42 : Withdrawn | 42 : Withdrawn
| 41 | 41 | 41 | 41 | 41 | 41 | 41 | 41 | 41 | 41 | 41 | 41 | 41 | 41 | 41 | 41 | 41 | 41 | 41 | 41 | 41 | 42 | 42 | 42 | 42 | 42 | ** | ** | ** | ** | ** | ** | ** | ** | ** | ** | ** | ** | **
[21 empty] | Redundant Ethernet Self-Healing Ring, 2 multi-mode fibre ports + Un-modulated IRIG-B | Redundant Ethernet RSTP, 2 multi-mode fibre ports + Modulated IRIG-B | Redundant Ethernet RSTP, 2 multi-mode fibre ports + Modulated IRIG-B | Redundant Ethernet RSTP, 2 multi-mode fibre ports + Modulated IRIG-B | Redundant Ethernet RSTP, 2 multi-mode fibre ports + Modulated IRIG-B | Redundant Ethernet RSTP, 2 multi-mode fibre ports + Modulated IRIG-B | Redundant Ethernet RSTP, 2 multi-mode fibre ports + Modulated IRIG-B | Redundant Ethernet RSTP, 2 multi-mode fibre ports + Modulated IRIG-B | Redundant Ethernet RSTP, 2 multi-mode fibre ports + Modulated IRIG-B |  | Redundant Ethernet RSTP, 2 multi-mode fibre ports + Modulated IRIG-B | Redundant Ethernet Self-Healing Ring, 2 multi-mode fibre ports + Modulated IRIG-B | Redundant Ethernet RSTP, 2 multi-mode fibre ports + Modulated IRIG-B | Redundant Ethernet RSTP, 2 multi-mode fibre ports + Modulated IRIG-B | Redundant Ethernet RSTP, 2 multi-mode fibre ports + Modulated IRIG-B | Redundant Ethernet RSTP, 2 multi-mode fibre ports + Modulated IRIG-B | Redundant Ethernet PRP/HSR/RSTP/Failover, 2 multi-mode fibre ports + Modulated/Un-Modulated IRIG-B (withdrawn) | Redundant Ethernet RSTP, 2 multi-mode fibre ports + Modulated IRIG-B
[21 empty] | Redundant Ethernet RSTP, 2 multi-mode fibre ports + Modulated IRIG-B | Redundant Ethernet RSTP, 2 multi-mode fibre ports + Un-modulated IRIG-B | Redundant Ethernet RSTP, 2 multi-mode fibre ports + Un-modulated IRIG-B | Redundant Ethernet RSTP, 2 multi-mode fibre ports + Un-modulated IRIG-B | Redundant Ethernet RSTP, 2 multi-mode fibre ports + Un-modulated IRIG-B | Redundant Ethernet RSTP, 2 multi-mode fibre ports + Un-modulated IRIG-B | Redundant Ethernet RSTP, 2 multi-mode fibre ports + Un-modulated IRIG-B | Redundant Ethernet RSTP, 2 multi-mode fibre ports + Un-modulated IRIG-B | Redundant Ethernet RSTP, 2 multi-mode fibre ports + Un-modulated IRIG-B |  | Redundant Ethernet RSTP, 2 multi-mode fibre ports + Un-modulated IRIG-B | Redundant Ethernet RSTP, 2 multi-mode fibre ports + Modulated IRIG-B | Redundant Ethernet RSTP, 2 multi-mode fibre ports + Un-modulated IRIG-B | Redundant Ethernet RSTP, 2 multi-mode fibre ports + Un-modulated IRIG-B | Redundant Ethernet RSTP, 2 multi-mode fibre ports + Un-modulated IRIG-B | Redundant Ethernet RSTP, 2 multi-mode fibre ports + Un-modulated IRIG-B | Redundant Ethernet PRP/HSR/RSTP/Failover, 2 copper ports RJ45 + Modulated/Un-Modulated IRIG-B (withdrawn) | Redundant Ethernet RSTP, 2 multi-mode fibre ports + Un-modulated IRIG-B
[21 empty] | Redundant Ethernet RSTP, 2 multi-mode fibre ports + Un-modulated IRIG-B | Redundant Ethernet PRP/HSR, 2 multi-mode fibre ports + Modulated IRIG-B | Redundant Ethernet PRP/HSR, 2 multi-mode fibre ports + Modulated IRIG-B | Redundant Ethernet PRP/HSR, 2 multi-mode fibre ports + Modulated IRIG-B | Redundant Ethernet PRP/HSR, 2 multi-mode fibre ports + Modulated IRIG-B | Redundant Ethernet PRP/HSR, 2 multi-mode fibre ports + Modulated IRIG-B | Redundant Ethernet PRP/HSR, 2 multi-mode fibre ports + Modulated IRIG-B | Redundant Ethernet PRP/HSR, 2 multi-mode fibre ports + Modulated IRIG-B | Redundant Ethernet PRP/HSR, 2 multi-mode fibre ports + Modulated IRIG-B |  | Redundant Ethernet PRP/HSR, 2 multi-mode fibre ports + Modulated IRIG-B | Redundant Ethernet RSTP, 2 multi-mode fibre ports + Un-modulated IRIG-B | Redundant Ethernet PRP/HSR, 2 multi-mode fibre ports + Modulated IRIG-B | Redundant Ethernet PRP/HSR, 2 multi-mode fibre ports + Modulated IRIG-B | Redundant Ethernet PRP/HSR, 2 multi-mode fibre ports + Modulated IRIG-B | Redundant Ethernet PRP/HSR, 2 multi-mode fibre ports + Modulated IRIG-B | Redundant Ethernet PRP/HSR/RSTP/Failover, 1 copper port RJ45 + 1 multi-mode fibre port + Modulated/Un-Modulated IRIG-B (withdrawn) | Redundant Ethernet PRP/HSR, 2 multi-mode fibre ports + Modulated IRIG-B
[21 empty] | Redundant Ethernet PRP/HSR, 2 multi-mode fibre ports + Modulated IRIG-B | Redundant Ethernet PRP/HSR, 2 multi-mode fibre ports + Un-modulated IRIG-B | Redundant Ethernet PRP/HSR, 2 multi-mode fibre ports + Un-modulated IRIG-B | Redundant Ethernet PRP/HSR, 2 multi-mode fibre ports + Un-modulated IRIG-B | Redundant Ethernet PRP/HSR, 2 multi-mode fibre ports + Un-modulated IRIG-B | Redundant Ethernet PRP/HSR, 2 multi-mode fibre ports + Un-modulated IRIG-B | Redundant Ethernet PRP/HSR, 2 multi-mode fibre ports + Un-modulated IRIG-B | Redundant Ethernet PRP/HSR, 2 multi-mode fibre ports + Un-modulated IRIG-B | Redundant Ethernet PRP/HSR, 2 multi-mode fibre ports + Un-modulated IRIG-B |  | Redundant Ethernet PRP/HSR, 2 multi-mode fibre ports + Un-modulated IRIG-B | Redundant Ethernet PRP/HSR, 2 multi-mode fibre ports + Modulated IRIG-B | Redundant Ethernet PRP/HSR, 2 multi-mode fibre ports + Un-modulated IRIG-B | Redundant Ethernet PRP/HSR, 2 multi-mode fibre ports + Un-modulated IRIG-B | Redundant Ethernet PRP/HSR, 2 multi-mode fibre ports + Un-modulated IRIG-B | Redundant Ethernet PRP/HSR, 2 multi-mode fibre ports + Un-modulated IRIG-B |  | Redundant Ethernet PRP/HSR, 2 multi-mode fibre ports + Un-modulated IRIG-B
[21 empty] | Redundant Ethernet PRP/HSR, 2 multi-mode fibre ports + Un-modulated IRIG-B | [9 empty] | Redundant Ethernet PRP/HSR/RSTP/Failover, 2 multi-mode fibre ports + Modulated/Un-Modulated IRIG-B (withdrawn) | Redundant Ethernet PRP/HSR, 2 multi-mode fibre ports + Un-modulated IRIG-B | Redundant Ethernet PRP/HSR/RSTP/Failover, 2 multi-mode fibre ports + Modulated/Un-Modulated IRIG-B (withdrawn) | Redundant Ethernet PRP/HSR/RSTP/Failover, 2 multi-mode fibre ports + Modulated/Un-Modulated IRIG-B (withdrawn) | Redundant Ethernet PRP/HSR/RSTP/Failover, 2 multi-mode fibre ports + Modulated/Un-Modulated IRIG-B (withdrawn) | Redundant Ethernet PRP/HSR/RSTP/Failover, 2 multi-mode fibre ports + Modulated/Un-Modulated IRIG-B (withdrawn)
[31 empty] | Redundant Ethernet PRP/HSR/RSTP/Failover, 2 copper ports RJ45 + Modulated/Un-Modulated IRIG-B (withdrawn) |  | Redundant Ethernet PRP/HSR/RSTP/Failover, 2 copper ports RJ45 + Modulated/Un-Modulated IRIG-B (withdrawn) | Redundant Ethernet PRP/HSR/RSTP/Failover, 2 copper ports RJ45 + Modulated/Un-Modulated IRIG-B (withdrawn) | Redundant Ethernet PRP/HSR/RSTP/Failover, 2 copper ports RJ45 + Modulated/Un-Modulated IRIG-B (withdrawn) | Redundant Ethernet PRP/HSR/RSTP/Failover, 2 copper ports RJ45 + Modulated/Un-Modulated IRIG-B (withdrawn)
[31 empty] | Redundant Ethernet PRP/HSR/RSTP/Failover, 1 copper port RJ45 + 1 multi-mode fibre port + Modulated/Un-Modulated IRIG-B (withdrawn) |  | Redundant Ethernet PRP/HSR/RSTP/Failover, 1 copper port RJ45 + 1 multi-mode fibre port + Modulated/Un-Modulated IRIG-B (withdrawn) | Redundant Ethernet PRP/HSR/RSTP/Failover, 1 copper port RJ45 + 1 multi-mode fibre port + Modulated/Un-Modulated IRIG-B (withdrawn) | Redundant Ethernet PRP/HSR/RSTP/Failover, 1 copper port RJ45 + 1 multi-mode fibre port + Modulated/Un-Modulated IRIG-B (withdrawn) | Redundant Ethernet PRP/HSR/RSTP/Failover, 1 copper port RJ45 + 1 multi-mode fibre port + Modulated/Un-Modulated IRIG-B (withdrawn)
| 4 | 4 | 4 | 4 | 8 | 8 | 8 | 8 | 8 | 8 | 8 | 8 | 8 | 8 | 8 | 8 | * | * | * | * | H | J | J | J | J | J | J | J | J | * | J | G | J | J | J | J | * | J | *
| 4 | 4 | 4 | 4 | 8 | 8 | 8 | 8 | 8 | 8 | 8 | 8 | 8 | 8 | 8 | 8 | * | * | * | * | J | K | K | K | K | K | K | K | K | * | K | J | K | K | K | K | * | K | *
| 4 | 4 | 4 | 4 | 8 | 8 | 8 | 8 | 8 | 8 | 8 | 8 | 8 | 8 | 8 | 8 | * | * | * | * | K | N | N | N | N | N | N | N | N | * | N | K | N | N | N | N | * | N | *
| 4 | 4 | 4 | 4 | 8 | 8 | 8 | 8 | 8 | 8 | 8 | 8 | 8 | 8 | 8 | 8 | * | * | * | * | N | P | P | P | P | P | P | P | P | * | P | N | P | P | P | P | * | P | *
| 4 | 4 | 4 | 4 | 8 | 8 | 8 | 8 | 8 | 8 | 8 | 8 | 8 | 8 | 8 | 8 | * | * | * | * | P | P | P | P | P | P | P | P | P | * | * | P | * | * | * | * | * | P | *
| 4 | 4 | 4 | 4 | 8 | 8 | 8 | 8 | 8 | 8 | 8 | 8 | 8 | 8 | 8 | 8 | * | * | * | * | P | P | P | P | P | P | P | P | P | * | * | P | * | * | * | * | * | P | *
| 4 | 4 | 4 | 4 | 8 | 8 | 8 | 8 | 8 | 8 | 8 | 8 | 8 | 8 | 8 | 8 | * | * | * | * | P | P | P | P | P | P | P | P | P | * | * | P | * | * | * | * | * | P | *
| 4 | 4 | 4 | 4 | 8 | 8 | 8 | 8 | 8 | 8 | 8 | 8 | 8 | 8 | 8 | 8 | * | * | * | * | P | P | P | P | P | P | P | P | P | * | * | P | * | * | * | * | * | P | *
57 Software release | 51 : With Distance | 51 : With Distance | 51 : With Distance | 51 : With Distance | 51 : With Distance | 51 : With Distance | 51 : With Distance | 51 : With Distance | 51 : With Distance | 51 : With Distance | 51 : With Distance | 51 : With Distance | 51 : With Distance | 51 : With Distance | 51 : With Distance | 51 : With Distance | 51 : With Distance | 51 : With Distance | 51 : With Distance | 51 : With Distance | 51 : With Distance | 51 : With Distance | 51 : With Distance | 51 : With Distance | 51 : With Distance | 51 : With Distance | 51 : Withdrawn | 51 : Withdrawn | 51 : Withdrawn | 51 : Withdrawn | 51 : Withdrawn | 51 : Withdrawn | 51 : Withdrawn | 51 : Withdrawn | 51 : Withdrawn | 51 : Withdrawn | 51 : Withdrawn | 51 : Withdrawn | 51 : Withdrawn
| 51 | 51 | 51 | 51 | 51 | 51 | 51 | 51 | 51 | 51 | 51 | 51 | 51 | 51 | 51 | 51 | 51 | 51 | 51 | 51 | 51 | 51 | 51 | 51 | 51 | 51 | ** | ** | ** | ** | ** | ** | ** | ** | ** | ** | ** | ** | **
| 41 : Without Distance | 41 : Without Distance | 41 : Without Distance | 41 : Without Distance | 41 : Without Distance | 41 : Without Distance | 41 : Without Distance | 41 : Without Distance | 41 : Without Distance | 41 : Without Distance | 41 : Without Distance | 41 : Without Distance | 41 : Without Distance | 41 : Without Distance | 41 : Without Distance | 41 : Without Distance | 41 : Without Distance | 41 : Without Distance | 41 : Without Distance | 41 : Without Distance | 41 : Without Distance | 41 : Without Distance | 41 : Withdrawn | 41 : Withdrawn | 41 : Withdrawn | 41 : Withdrawn | 41 : Withdrawn | 41 : Withdrawn | 41 : Withdrawn | 41 : Withdrawn | 41 : Withdrawn | 41 : Withdrawn | 41 : Withdrawn | 41 : Withdrawn | 41 : Withdrawn | 41 : Withdrawn | 41 : Withdrawn | 41 : Withdrawn | 41 : Withdrawn
| 41 | 41 | 41 | 41 | 41 | 41 | 41 | 41 | 41 | 41 | 41 | 41 | 41 | 41 | 41 | 41 | 41 | 41 | 41 | 41 | 41 | 41 | ** | ** | ** | ** | ** | ** | ** | ** | ** | ** | ** | ** | ** | ** | ** | ** | **
| M | M | M | M | bar: A to J
| M: Enhanced memory CPU, Cyber Security | M: Enhanced memory CPU, Cyber Security | M: Enhanced memory CPU, Cyber Security | M: Enhanced memory CPU, Cyber Security | M: Enhanced memory CPU, Cyber Security | M: Enhanced memory CPU, Cyber Security | M: Enhanced memory CPU, Cyber Security | M: Enhanced memory CPU, Cyber Security | M: Enhanced memory CPU, Cyber Security | M: Enhanced memory CPU, Cyber Security | M: Enhanced memory CPU, Cyber Security | M: Enhanced memory CPU, Cyber Security | M: Enhanced memory CPU, Cyber Security | M: Enhanced memory CPU, Cyber Security | M: Enhanced memory CPU, Cyber Security | M: Enhanced memory CPU, Cyber Security | M: Enhanced memory CPU, Cyber Security | M: Enhanced memory CPU, Cyber Security | M: Enhanced memory CPU, Cyber Security | M: Enhanced memory CPU, Cyber Security | M: Enhanced memory CPU, Cyber Security | M: As K plus increased main processor memory (XCPU3), Cyber Security | M: As K plus increased main processor memory (XCPU3), Cyber Security | M: As K plus increased main processor memory (XCPU3), Cyber Security | M: As K plus increased main processor memory (XCPU3), Cyber Security | M: As K plus increased main processor memory (XCPU3), Cyber Security | M: As K plus increased main processor memory (XCPU3), Cyber Security | M: As K plus increased main processor memory (XCPU3), Cyber Security | M: As K plus increased main processor memory (XCPU3), Cyber Security | M: As K plus increased main processor memory (XCPU3), Cyber Security | M: As K plus increased main processor memory (XCPU3), Cyber Security | M: As K plus increased main processor memory (XCPU3), Cyber Security | M: As K plus increased main processor memory (XCPU3), Cyber Security | M: As K plus increased main processor memory (XCPU3), Cyber Security | M: As K plus increased main processor memory (XCPU3), Cyber Security | M: As K plus increased main processor memory (XCPU3), Cyber Security | M: As K plus increased main processor memory (XCPU3), Cyber Security | M: As K plus increased main processor memory (XCPU3), Cyber Security | M: As K plus increased main processor memory (XCPU3), Cyber Security
Suffix M | 71 - With Distance | 71 - With Distance | 71 - With Distance | 71 - With Distance | 71 - With Distance | 71 - With Distance | 71 - With Distance | 71 - With Distance | 71 - With Distance | 71 - With Distance | 71 - With Distance | 71 - With Distance | 71 - With Distance | 71 - With Distance | 71 - With Distance | 71 - With Distance | 71 - With Distance | 71 - With Distance | 71 - With Distance | 71 - With Distance | 71 - With Distance | 71 - With Distance | 71 - With Distance | 71 - With Distance | 75 - (Withdrawn) | 91 – IEC61850 Ed1/Ed2 Switching, Cybersecurity RBAC/Radius/Sylog, With Distance 6 Zones, 32x IM64, Voltage hysteresis setting, with Distance | 83 - IEC 61850Ed2, 1588 PTP, Editable Logical Nodes, SubCycle Differential, Without Distance | 91 – Switchable IEC61850 Ed1/Ed2 , Cybersecurity | 91 – Switchable Ed1/Ed2 , Cybersecurity | 91 – Switchable Ed1/Ed2 , Cybersecurity | 91 – Switchable Ed1/Ed2 , Cybersecurity | 91 – Switchable Ed1/Ed2 , Cybersecurity | 91 – Switchable Ed1/Ed2 , Cybersecurity | 91 – Switchable Ed1/Ed2 , Cybersecurity | 91 – Switchable Ed1/Ed2 , Cybersecurity | 91 – Switchable Ed1/Ed2 , Cybersecurity | 91 – Switchable Ed1/Ed2 , Cybersecurity | 91 – Switchable IEC61850 Ed1/Ed2 , Cybersecurity | 91 – Switchable IEC61850 Ed1/Ed2 , Cybersecurity |  | 79 – IEC61850 Ed1, 32x IM64, Voltage hysteresis setting, with Distance
| 61 - Without Distance | 61 - Without Distance | 61 - Without Distance | 61 - Without Distance | 61 - Without Distance | 61 - Without Distance | 61 - Without Distance | 61 - Without Distance | 61 - Without Distance | 61 - Without Distance | 61 - Without Distance | 61 - Without Distance | 61 - Without Distance | 61 - Without Distance | 61 - Without Distance | 61 - Without Distance | 61 - Without Distance | 61 - Without Distance | 61 - Without Distance | 61 - Without Distance | 61 - Without Distance | 61 - Without Distance | 61 - Without Distance | 61 - Without Distance | 65 – (Withdrawn) | 79 – IEC61850 Ed1, 32x IM64, Voltage hysteresis setting, with Distance | 76 - With Distance | 79 – IEC61850 Ed1, 32x IM64, Voltage hysteresis setting, with Distance | 79 – IEC61850 Ed1, 32x IM64, Voltage hysteresis setting, with Distance | 79 – IEC61850 Ed1, 32x IM64, Voltage hysteresis setting, with Distance | 79 – Withdrawn | 79 – Withdrawn | 79 – Withdrawn | 79 – Withdrawn | 79 – Withdrawn | 79 – Withdrawn | 79 – Withdrawn | 79 – Withdrawn | 79 – Withdrawn |  | 69 – IEC61850 Ed1, 32x IM64, Voltage hysteresis setting, without Distance
| 63 - SubCycle Differential Without Distance | 63 - SubCycle Differential Without Distance | 63 - SubCycle Differential Without Distance | 63 - SubCycle Differential Without Distance | 63 - SubCycle Differential Without Distance | 63 - SubCycle Differential Without Distance | 63 - SubCycle Differential Without Distance | 63 - SubCycle Differential Without Distance | 63 - SubCycle Differential Without Distance | 63 - SubCycle Differential Without Distance | 63 - SubCycle Differential Without Distance | 63 - SubCycle Differential Without Distance | 63 - SubCycle Differential Without Distance | 63 - SubCycle Differential Without Distance | 63 - SubCycle Differential Without Distance | 63 - SubCycle Differential Without Distance | 63 - SubCycle Differential Without Distance | 63 - SubCycle Differential Without Distance | 63 - SubCycle Differential Without Distance | 63 - SubCycle Differential Without Distance | 63 - SubCycle Differential Without Distance | 63 - SubCycle Differential Without Distance | 63 - SubCycle Differential Without Distance | 63 - SubCycle Differential Without Distance | 71 - With Distance | 69 – IEC61850 Ed1, 32x IM64, Voltage hysteresis setting, without Distance | 66 – (Withdrawn) | 69 – IEC61850 Ed1, 32x IM64, Voltage hysteresis setting, without Distance | 69 – Withdrawn | 69 – Withdrawn | 69 – Withdrawn | 69 – Withdrawn | 69 – Withdrawn | 69 – Withdrawn | 69 – Withdrawn | 69 – Withdrawn | 69 – Withdrawn | 69 – Withdrawn | 69 – Withdrawn |  | 82 – IEC61850 Ed2, 1588 PTP, Editable Logical Nodes, with distance
[5 empty] | J: 61 - Without Distance; J: 82 – IEC61850 Ed2, 1588 PTP, Editable Logical Nodes, with distance; J: 75 – (Withdrawn); J: 82 – IEC61850 Ed2, 1588 PTP, Editable Logical Nodes, with distance; J: 82 – IEC61850 Ed2, 1588 PTP, Editable Logical Nodes, with distance; J: 82 – IEC61850 Ed2, 1588 PTP, Editable Logical Nodes, with distance; J: 82 – IEC61850 Ed2, 1588 PTP, Editable Logical Nodes, with distance; J: 82 – IEC61850 Ed2, 1588 PTP, Editable Logical Nodes, with distance; J: 82 – IEC61850 Ed2, 1588 PTP, Editable Logical Nodes, with distance; J: 82 – IEC61850 Ed2, 1588 PTP, Editable Logical Nodes, with distance; J: 82 – IEC61850 Ed2, 1588 PTP, Editable Logical Nodes, with distance; J: 82 – IEC61850 Ed2, 1588 PTP, Editable Logical Nodes, with distance; J: 82 – IEC61850 Ed2, 1588 PTP, Editable Logical Nodes, with distance; J: 82 – IEC61850 Ed2, 1588 PTP, Editable Logical Nodes, with distance; J: 82 – IEC61850 Ed2, 1588 PTP, Editable Logical Nodes, with distance |  | 63 – IEC61850 Ed1, Subcycle diff, without distance (please contact Product Manager before ordering)
[5 empty] | J: 63 - SubCycle Differential Without Distance; J: 63 – IEC61850 Ed1, Subcycle diff, without distance (please contact Product Manager before ordering); J: 65 – (Withdrawn); J: 63 – IEC61850 Ed1, Subcycle diff, without distance (please contact Product Manager before ordering); J: 63 – Withdrawn; J: 63 – Withdrawn; J: 63 – Withdrawn; J: 63 – Withdrawn; J: 63 – Withdrawn; J: 63 – Withdrawn; J: 63 – Withdrawn; J: 63 – Withdrawn; J: 63 – Withdrawn; J: 63 – Withdrawn; J: 63 – Withdrawn |  | 83 – IEC61850 Ed2, Subcycle diff, without distance (please contact Product Manager before ordering)
[5 empty] | J: 83 – IEC61850 Ed2, Subcycle diff, without distance (please contact Product Manager before ordering); J: 71 - With Distance; J: 83 – IEC61850 Ed2, Subcycle diff, without distance (please contact Product Manager before ordering); J: 83 – Withdrawn; J: 83 – Withdrawn; J: 83 – Withdrawn; J: 83 – Withdrawn; J: 83 – Withdrawn; J: 83 – Withdrawn; J: 83 – Withdrawn; J: 83 – Withdrawn; J: 83 – Withdrawn; J: 83 – Withdrawn; J: 83 – Withdrawn |  | 76 – IEC61850 Ed1, Diff Supervision, with distance
[5 empty] | J: 76 – IEC61850 Ed1, Diff Supervision, with distance; J: 61 - Without Distance; J: 76 – IEC61850 Ed1, Diff Supervision, with distance; J: 76 – IEC61850 Ed1, Diff Supervision, with distance; J: 76 – IEC61850 Ed1, Diff Supervision, with distance; J: 76 – IEC61850 Ed1, Diff Supervision, with distance; J: 76 – IEC61850 Ed1, Diff Supervision, with distance; J: 76 – IEC61850 Ed1, Diff Supervision, with distance; J: 76 – IEC61850 Ed1, Diff Supervision, with distance; J: 76 – IEC61850 Ed1, Diff Supervision, with distance; J: 76 – IEC61850 Ed1, Diff Supervision, with distance; J: 76 – IEC61850 Ed1, Diff Supervision, with distance; J: 76 – IEC61850 Ed1, Diff Supervision, with distance; J: 76 – IEC61850 Ed1, Diff Supervision, with distance |  | 66 – IEC61850 Ed1, Diff Supervision, without distance
[5 empty] | J: 66 – (Withdrawn); J: 63 - SubCycle Differential Without Distance; J: 66 – (Withdrawn); J: 66 – Withdrawn; J: 66 – Withdrawn; J: 66 – Withdrawn; J: 66 – Withdrawn; J: 66 – Withdrawn; J: 66 – Withdrawn; J: 66 – Withdrawn; J: 66 – Withdrawn; J: 66 – Withdrawn; J: 66 – Withdrawn; J: 66 – Withdrawn |  | 75 – IEC61850 Ed1, 2nd harmonic SEF block, Polish Italian Portuguese language option, with distance
[5 empty] | J: 75 – (Withdrawn); J: 75 – (Withdrawn); J: 75 – Withdrawn; J: 75 – Withdrawn; J: 75 – Withdrawn; J: 75 – Withdrawn; J: 75 – Withdrawn; J: 75 – Withdrawn; J: 75 – Withdrawn; J: 75 – Withdrawn; J: 75 – Withdrawn; J: 75 – Withdrawn; J: 75 – Withdrawn |  | 65 – IEC61850 Ed1, 2nd harmonic SEF block, Polish Italian Portuguese language option, without distance
[5 empty] | J: 65 – (Withdrawn); J: 65 – (Withdrawn); J: 65 – Withdrawn; J: 65 – Withdrawn; J: 65 – Withdrawn; J: 65 – Withdrawn; J: 65 – Withdrawn; J: 65 – Withdrawn; J: 65 – Withdrawn; J: 65 – Withdrawn; J: 65 – Withdrawn; J: 65 – Withdrawn; J: 65 – Withdrawn |  | 71 – IEC61850 Ed1, Neutral diff, Cyber security phase 1, with distance
[5 empty] | J: 71 – IEC61850 Ed1, Neutral diff, Cyber security phase 1, with distance; J: 71 – IEC61850 Ed1, Neutral diff, Cyber security phase 1, with distance; J: 71 – Withdrawn; J: 71 – Withdrawn; J: 71 – Withdrawn; J: 71 – Withdrawn; J: 71 – Withdrawn; J: 71 – Withdrawn; J: 71 – Withdrawn; J: 71 – Withdrawn; J: 71 – Withdrawn; J: 71 – Withdrawn; J: 71 – Withdrawn |  | 61 – IEC61850 Ed1, Neutral diff, Cyber security phase 1, without distance
[5 empty] | J: 61 – Withdrawn; J: 61 – Withdrawn; J: 61 – Withdrawn; J: 61 – Withdrawn; J: 61 – Withdrawn; J: 61 – Withdrawn; J: 61 – Withdrawn; J: 61 – Withdrawn; J: 61 – Withdrawn; J: 61 – Withdrawn; J: 61 – Withdrawn; J: 61 – Withdrawn; J: 61 – Withdrawn |  | 87 - IEC61850 Ed2, 6 distance zones all forward/reverse, Petersen coil application (TEFD 50Hz only)
[5 empty] | J: 87 - IEC61850 Ed2, 6 distance zones all forward/reverse, Petersen coil application (TEFD 50Hz only); J: 87 - IEC61850 Ed2, 6 distance zones all forward/reverse, Petersen coil application (TEFD 50Hz only); J: 87 - Withdrawn; J: 87 - Withdrawn; J: 87 - Withdrawn; J: 87 - Withdrawn; J: 87 - Withdrawn; J: 87 - Withdrawn; J: 87 - Withdrawn; J: 87 - Withdrawn; J: 87 - Withdrawn; J: 87 - Withdrawn; J: 87 - Withdrawn |  | 85 – IEC61850 Ed2, 6 distance zones, Isolated/Petersen coil function, with distance (TEFD 50Hz only)
[5 empty] | J: 85 – IEC61850 Ed2, 6 distance zones, Isolated/Petersen coil function, with distance (TEFD 50Hz only); J: 85 – IEC61850 Ed2, 6 distance zones, Isolated/Petersen coil function, with distance (TEFD 50Hz only); J: 85 – Withdrawn; J: 85 – Withdrawn; J: 85 – Withdrawn; J: 85 – Withdrawn; J: 85 – Withdrawn; J: 85 – Withdrawn; J: 85 – Withdrawn; J: 85 – Withdrawn; J: 85 – Withdrawn; J: 85 – Withdrawn; J: 85 – Withdrawn |  | 92- Special for DACH Market, 50Hz only
[28 empty] | 92- Special for DACH Market, 50Hz only | 92- Special for DACH Market, 50Hz only | 92- Special for DACH Market, 50Hz only | 92- Special for DACH Market, 50Hz only | 92- Special for DACH Market, 50Hz only | 92- Special for DACH Market, 50Hz only | 92- Special for DACH Market, 50Hz only | 92- Special for DACH Market, 50Hz only | 92- Special for DACH Market, 50Hz only | 92- Special for DACH Market, 50Hz only | 92- Special for DACH Market, 50Hz only | 92- Special for DACH Market, 50Hz only
| 71 | 71 | 71 | 71 | 71 | 71 | 71 | 71 | 71 | 71 | 71 | 71 | 71 | 71 | 71 | 71 | 71 | 71 | 71 | 71 | 71 | 71 | 71 | 71 | ** | 91 | 83 | 91 | 91 | 91 | 91 | 91 | 91 | 91 | 91 | 91 | 91 | 91 | 91 |  | 79
| 61 | 61 | 61 | 61 | 61 | 61 | 61 | 61 | 61 | 61 | 61 | 61 | 61 | 61 | 61 | 61 | 61 | 61 | 61 | 61 | 61 | 61 | 61 | 61 | ** | 79 | 76 | 79 | 79 | 79 | ** | ** | ** | ** | ** | ** | ** | ** | ** |  | 69
| 63 | 63 | 63 | 63 | 63 | 63 | 63 | 63 | 63 | 63 | 63 | 63 | 63 | 63 | 63 | 63 | 63 | 63 | 63 | 63 | 63 | 63 | 63 | 63 | 71 | 69 | ** | 69 | ** | ** | ** | ** | ** | ** | ** | ** | ** | ** | ** |  | 82
[5 empty] | J: 61; J: 82; J: **; J: 82; J: 82; J: 82; J: 82; J: 82; J: 82; J: 82; J: 82; J: 82; J: 82; J: 82; J: 82 |  | 63
[5 empty] | J: 63; J: 63; J: **; J: 63; J: **; J: **; J: **; J: **; J: **; J: **; J: **; J: **; J: **; J: **; J: ** |  | 83
[5 empty] | J: 83; J: 71; J: 83; J: **; J: **; J: **; J: **; J: **; J: **; J: **; J: **; J: **; J: **; J: ** |  | 76
[5 empty] | J: 76; J: **; J: 76; J: 76; J: 76; J: 76; J: 76; J: 76; J: 76; J: 76; J: 76; J: 76; J: 76; J: 76 |  | 66
[5 empty] | J: **; J: 63; J: **; J: **; J: **; J: **; J: **; J: **; J: **; J: **; J: **; J: **; J: **; J: ** |  | 75
[5 empty] | J: **; J: 63; J: **; J: **; J: **; J: **; J: **; J: **; J: **; J: **; J: **; J: **; J: **; J: ** |  | 65
[5 empty] | J: **; J: 63; J: **; J: **; J: **; J: **; J: **; J: **; J: **; J: **; J: **; J: **; J: **; J: ** |  | 71
[5 empty] | J: 71; J: 63; J: 71; J: **; J: **; J: **; J: **; J: **; J: **; J: **; J: **; J: **; J: **; J: ** |  | 61
[5 empty] | J: **; J: 63; J: **; J: **; J: **; J: **; J: **; J: **; J: **; J: **; J: **; J: **; J: **; J: ** |  | 87
[5 empty] | J: 87; J: 87; J: **; J: **; J: **; J: **; J: **; J: **; J: **; J: **; J: **; J: **; J: ** |  | 85
[5 empty] | J: 85; J: 85; J: **; J: **; J: **; J: **; J: **; J: **; J: **; J: **; J: **; J: **; J: ** |  | 92
[28 empty] | 92 | 92 | 92 | 92 | 92 | 92 | 92 | 92 | 92 | 92 | 92 | 92
More Hardware options | [39 empty] | Redundant Ethernet PRP/HSR/RSTP/Failover, 2 multi-mode fibre ports + Modulated/Un-Modulated IRIG-B | bar: J to J; J to J; J
Redundant Ethernet PRP/HSR/RSTP/Failover, 2 copper ports RJ45 + Modulated/Un-Modulated IRIG-B | bar: J to J; J to J; J
Redundant Ethernet PRP/HSR/RSTP/Failover, 1 copper port RJ45 + 1 multi-mode fibre port + Modulated/Un-Modulated IRIG-B | bar: J to J; J to J; J
[19 empty] | C | C | P | P | P | P | P | P | P | P | P | T | T | P | T | T | T | T | T | P | T | R
[19 empty] | C | C | P | P | P | P | P | P | P | P | P | T | T | P | T | T | T | T | T | P | T | S
[19 empty] | C | C | P | P | P | P | P | P | P | P | P | T | T | P | T | T | T | T | T | P | T | T
[33 empty] | cid005487 RELEASE RST BUT DO NOT WANT ON CONFIG JUST CORTEC | RST CID006852 | cid005487 RELEASE RST BUT DO NOT WANT ON CONFIG JUST CORTEC | cid005487 RELEASE RST BUT DO NOT WANT ON CONFIG JUST CORTEC | cid005487 RELEASE RST BUT DO NOT WANT ON CONFIG JUST CORTEC |  |  | cid005487 RELEASE RST BUT DO NOT WANT ON CONFIG JUST CORTEC